## All Data
Building Code | Building Name | Address | Ownership | State Supported | On or Off Campus | Auxiliary | Floor Code | Room Code | Room Area | % of Space | Department Name | Org Code | Actual Room Use | Use Descrption | Split/Share | DOR | Notes | Lav 1 LF | Lav 1 4" | Lav 1 8" | Lav 2 LF | Lav 2 4" | Lav 2 8" | Lav 3 LF | Lav 3 4" | Lav 3 8" | Lav 4 LF | Lav 4 4" | Lav 4 8" | Lav 5 LF | Lav 5 4" | Lav 5 8" | Lav 6 LF | Lav 6 4" | Lav 6 8" | Lav 7 LF | Lav 7 4" | Lav 7 8" | Lav 8 LF | Lav 8 4" | Lav 8 8" | Lav 9 LF | Lav 9 4" | Lav 9 8" | Comments | UR 1 GPM | UR 2 GPM | UR 3 GPM | UR 4 GPM | UR 5 GPM | UR 6 GPM | UR 7 GPM | UR 8 GPM | UR 9 GPM | UR 10 GPM | UR 11 GPM | UR 12 GPM | Comments | WC 1 GPM | WC 2 GPM | WC 3 GPM | WC 4 GPM | WC 5 GPM | WC 6 GPM | WC7 GPM | WC8 GPM | WC9 GPM | WC10 GPM | WC11 GPM | WC12 GPM | WC13 GPM | Comments
0001 | Davenport Hall | 607 S Mathews Ave | Owned | Yes | On | No | 01 | 0111 | 262.44 | 100 | NA | NA | XXX03 | Men's Public Restroom | No | PP |  | Y | N | N | Y | N | N | Y | N | N | [18 empty] | Sensor | 1 | 1 | 1 | [9 empty] | Sensor | 1.6 | 1.6 | 1.6 | [10 empty] | Sensor
0001 | Davenport Hall | 607 S Mathews Ave | Owned | Yes | On | No | 01 | 131 | 262.44 | 100 | NA | NA | XXX03 | Not sure- had to add add, assuming Womens | No | PP |  | Y | N | N | Y | N | N | Y | N | N | [18 empty] | Sensor 1 hole | [13 empty] | 1.6 | 1.6 | 1.6 | 1.6 | 1.6 | [8 empty] | Sensor
0001 | Davenport Hall | 607 S Mathews Ave | Owned | Yes | On | No | 01 | 0183 | 252.45 | 100 | NA | NA | XXX04 | Women's Public Restroom | No | PP |  | Y | Y | N | Y | Y | N | [21 empty] | ? | [13 empty] | 3.5 | 3.5 | 3.5
0001 | Davenport Hall | 607 S Mathews Ave | Owned | Yes | On | No | 02 | 0211 | 241.01 | 100 | NA | NA | XXX03 | Men's Public Restroom | No | PP |  | Y | N | N | Y | N | N | Y | N | N | [18 empty] | Sensor 1 hole | 1 | 1 | [10 empty] | Sensor | 1.6 | 1.6 | 1.6 | [10 empty] | Sensor
0001 | Davenport Hall | 607 S Mathews Ave | Owned | Yes | On | No | 02 | 0233 | 305.2 | 100 | NA | NA | XXX03 | Men's Public Restroom | No | PP |  | Y | N | N | Y | N | N | Y | N | N | [18 empty] | Sensor 1 hole | [13 empty] | 1.6 | 1.6 | 1.6 | 1.6 | 1.6 | [8 empty] | Sensor
0001 | Davenport Hall | 607 S Mathews Ave | Owned | Yes | On | No | 02 | 0281 | 229.22 | 100 | NA | NA | XXX03 | Men's Public Restroom | No | PP |  | N | N | Y | N | N | Y | [21 empty] | ? | 1 | 1 | [10 empty] | Sensor | 3.5 | 3.5
0001 | Davenport Hall | 607 S Mathews Ave | Owned | Yes | On | No | 03 | 0311 | 269.78 | 100 | NA | NA | XXX03 | Men's Public Restroom | No | PP |  | Y | N | N | Y | N | N | Y | N | N | [18 empty] | Sensor 1 hole | 1 | 1 | [10 empty] | Sensor | 1.6 | 1.6 | 1.6 | [10 empty] | Sensor
0001 | Davenport Hall | 607 S Mathews Ave | Owned | Yes | On | No | 03 | 0333 | 226.44 | 100 | NA | NA | XXX04 | Women's Public Restroom | No | PP |  | Y | N | N | Y | N | N | Y | N | N | [18 empty] | Sensor 1 hole | [13 empty] | 1.6 | 1.6 | 1.6 | 1.6 | 1.6 | [8 empty] | Sensor
0002 | College of Fine and Applied Arts Performing Arts Annex | 1301 S Goodwin Ave | Owned | Yes | On | No | 01 | 0102 | 160.17 | 100 | NA | NA | XXX03 | Men's Public Restroom | No | PP |  | N | Y | N | [38 empty] | 3.5 | 3.5 | [11 empty] | Tank
0002 | College of Fine and Applied Arts Performing Arts Annex | 1301 S Goodwin Ave | Owned | Yes | On | No | 02 | 0204 | 67.48 | 100 | NA | NA | XXX04 | Women's Public Restroom | No | PP |  | N | N | Y | [38 empty] | 3.5
0002 | College of Fine and Applied Arts Performing Arts Annex | 1301 S Goodwin Ave | Owned | Yes | On | No | 02 | 0206 | 62.95 | 100 | NA | NA | XXX03 | Men's Public Restroom | No | PP |  | N | N | Y | [25 empty] | 1 | [12 empty] | 3.5
0003 | McKinley Health Center | 1109 S Lincoln Ave | Owned | No | On | Yes | 00 | 0005 | 52.78 | 100 | NA | NA | XXX04 | Women's Public Restroom | No | DEPT |  | N | N | N | [24 empty] | 1 hole | [13 empty] | 1.6
0003 | McKinley Health Center | 1109 S Lincoln Ave | Owned | No | On | Yes | 00 | 0022 | 41.17 | 100 | NA | NA | XXX05 | All-Gender Public Restroom | No | DEPT |  | N | Y | N | [38 empty] | 3.5
0003 | McKinley Health Center | 1109 S Lincoln Ave | Owned | No | On | Yes | 01 | 0113 | 219.78 | 100 | NA | NA | XXX04 | Women's Public Restroom | No | DEPT |  | N | Y | N | N | Y | N | [35 empty] | 3.5 | 3.5 | 3.5
0003 | McKinley Health Center | 1109 S Lincoln Ave | Owned | No | On | Yes | 01 | 0117 | 140.67 | 100 | NA | NA | XXX03 | Men's Public Restroom | No | DEPT |  | N | Y | N | N | Y | N | [22 empty] | 1 | [12 empty] | 3.5
0003 | McKinley Health Center | 1109 S Lincoln Ave | Owned | No | On | Yes | 02 | 0219 | 34.71 | 100 | NA | NA | XXX05 | All-Gender Public Restroom | No | DEPT |  | N | Y | N | [38 empty] | 1.6
0003 | McKinley Health Center | 1109 S Lincoln Ave | Owned | No | On | Yes | 02 | 0233 | 24.69 | 100 | NA | NA | XXX03 | Men's Public Restroom | No | DEPT |  | N | Y | N | [38 empty] | 3.5
0003 | McKinley Health Center | 1109 S Lincoln Ave | Owned | No | On | Yes | 02 | 0245 | 25.67 | 100 | NA | NA | XXX05 | All-Gender Public Restroom | No | DEPT |  | N | Y | N | [38 empty] | 1.6
0003 | McKinley Health Center | 1109 S Lincoln Ave | Owned | No | On | Yes | 02 | 0215A | 63.33 | 100 | NA | NA | XXX05 | All-Gender Public Restroom | No | DEPT |  | N | Y | N | [38 empty] | 3.5
0003 | McKinley Health Center | 1109 S Lincoln Ave | Owned | No | On | Yes | 02 | 0247A | 24.11 | 100 | McKinley Health Center | NQNQ0551 | 31533 | Office Service - Restroom | No | DEPT |  | N | Y | N | [38 empty] | 3.5
0003 | McKinley Health Center | 1109 S Lincoln Ave | Owned | No | On | Yes | 02 | 0260A | 20 | 100 | McKinley Health Center | NQNQ0551 | 31533 | Office Service - Restroom | No | DEPT |  | N | Y | N | [38 empty] | 3.5
0004 | Harding Band Building | 1103 S Sixth St | Owned | Yes | On | No | 01 | 0129 | 240.87 | 100 | NA | NA | XXX03 | Men's Public Restroom | No | PP |  | N | Y | N | N | Y | N | N | Y | N | N | Y | N | [16 empty] | 0.13 | 0.13 | 0.13 | 0.13 | [8 empty] | Sensor | 3.5 | 3.5 | 3.5 | 3.5
0004 | Harding Band Building | 1103 S Sixth St | Owned | Yes | On | No | 01 | 0134A | 55.05 | 100 | NA | NA | XXX05 | All-Gender Public Restroom | No | PP |  | Y | N | N | [24 empty] | 1 hole sensor | [13 empty] | 1.6 | [12 empty] | Sensor
0004 | Harding Band Building | 1103 S Sixth St | Owned | Yes | On | No | 02 | 0227 | 174.37 | 100 | NA | NA | XXX04 | Women's Public Restroom | No | PP |  | Y | N | N | Y | N | N | [21 empty] | 1 hole sensor
0005 | Gym Annex | 1402 Springfield Ave | Owned | Yes | On | No | 01 | 0113 | 1443.89 | 100 | University Laboratory HS | NBNB0223 | 52505 | Athletic_Physical Education Service - Locker Room | No | PP | No fixtures in this room
0005 | Gym Annex | 1402 Springfield Ave | Owned | Yes | On | No | 01 | 0102A | 53.79 | 100 | NA | NA | XXX04 | Women's Public Restroom | No | PP |  | Y | Y | N | [24 empty] | 1.0 GPM | [13 empty] | 3.5 | [12 empty] | Has grab bars, baby changing station, entry door locks
0005 | Gym Annex | 1402 Springfield Ave | Owned | Yes | On | No | 01 | 0102B | 52.79 | 100 | NA | NA | XXX03 | Men's Public Restroom | No | PP |  | Y | Y | N | [24 empty] | 1.0 GPM | [13 empty] | 3.5 | [12 empty] | Has grab bars, baby changing station, entry door locks
0005 | Gym Annex | 1402 Springfield Ave | Owned | Yes | On | No | 01 | 0113B | 136 | 100 | University Laboratory HS | NBNB0223 | 52510 | Athletic_Physical Education Service - Shower Room | No | PP |  | Y | Y | N | Y | Y | N | [21 empty] | .5 GPM | [13 empty] | 3.5 | 3.5 | 3.5
0006 | Armory | 505 E Armory Ave | Owned | Yes | On | No | 01 | 0105 | 365.56 | 100 | NA | NA | XXX04 | Women's Public Restroom | No | PP |  | Y | Y | N | Y | Y | N | Y | Y | N | Y | Y | N | [15 empty] | ? | [13 empty] | 3.5 | 3.5 | 3.5 | 3.5 | 3.5 | 3.5 | [7 empty] | WC6 ADA, handles
0006 | Armory | 505 E Armory Ave | Owned | Yes | On | No | 01 | 0115 | 356.65 | 100 | NA | NA | XXX04 | Women's Public Restroom | No | PP |  | Y | N | Y | [24 empty] | 1 CW valve | [13 empty] | 3.5 | 3.5 | [11 empty] | handle
0006 | Armory | 505 E Armory Ave | Owned | Yes | On | No | 01 | 0127 | 251.27 | 100 | NA | NA | XXX04 | Women's Public Restroom | No | PP |  | Y | Y | N | Y | Y | N | [21 empty] | ? | [13 empty] | 3.5 | 3.5 | 3.5 | 3.5 | [9 empty] | WC 4 ADA
0006 | Armory | 505 E Armory Ave | Owned | Yes | On | No | 01 | 0142 | 303.21 | 100 | NA | NA | XXX03 | Men's Public Restroom | No | PP |  | Y | Y | N | Y | Y | N | Y | Y | N | [18 empty] | ? | 0.125 | 0.125 | 0.125 | [9 empty] | Sensor, UR 3 ADA | 3.5 | 3.5 | 3.5 | [10 empty] | WC3 ADA
0006 | Armory | 505 E Armory Ave | Owned | Yes | On | No | 01 | 0158 | 355.93 | 100 | NA | NA | XXX03 | Men's Public Restroom | No | PP |  | Y | Y | N | Y | Y | N | Y | Y | N | Y | Y | N | [15 empty] | ? | 0.125 | 0.125 | 0.125 | [9 empty] | Sensor, UR 3 ADA | 3.5 | 3.5 | 3.5 | 3.5 | [9 empty] | WC 4 ADA
0006 | Armory | 505 E Armory Ave | Owned | Yes | On | No | 01 | 0194 | 136.2 | 100 | NA | NA | XXX04 | Women's Public Restroom | No | PP |  | N | Y | N | [24 empty] | ? | [13 empty] | 3.5 | 3.5 | [11 empty] | ADA
0006 | Armory | 505 E Armory Ave | Owned | Yes | On | No | 01 | 0195 | 160.47 | 100 | NA | NA | XXX03 | Men's Public Restroom | No | PP |  | Y | Y | N | [24 empty] | ? | 1 | [11 empty] | Sensor, UR 1 ADA | 3.5 | [12 empty] | sensor, ADA
0006 | Armory | 505 E Armory Ave | Owned | Yes | On | No | 01 | 0107B | 29.41 | 100 | Military Science | LDLD0914 | 31533 | Office Service - Restroom | No | PP
0006 | Armory | 505 E Armory Ave | Owned | Yes | On | No | 01 | 0156B | 208.79 | 100 | NA | NA | XXX03 | Men's Public Restroom | No | PP |  | Y | Y | N | Y | Y | N | Y | Y | N | [18 empty] | ? | 0.125 | 0.125 | 0.125 | [9 empty] | Sensor | 3.5 | 3.5 | 3.5 | [10 empty] | Sensor, WC3 ADA
0006 | Armory | 505 E Armory Ave | Owned | Yes | On | No | 01 | 0156C | 242.14 | 100 | NA | NA | XXX04 | Women's Public Restroom | No | PP |  | Y | Y | N | Y | Y | N | Y | Y | N | [18 empty] | ? | [13 empty] | 3.5 | 3.5 | 3.5 | 3.5 | 3.5 | [8 empty] | Handle, WC5 ADA
0006 | Armory | 505 E Armory Ave | Owned | Yes | On | No | 02 | 0217 | 122.06 | 100 | NA | NA | XXX03 | Men's Public Restroom | No | PP |  | Y | Y | N | Y | Y | N | [21 empty] | ? | 0.125 | 0.125 | [10 empty] | UR2 ADA | 3.5 | 3.5 | [11 empty] | WC2 ADA
0006 | Armory | 505 E Armory Ave | Owned | Yes | On | No | 02 | 0218 | 36.64 | 100 | NA | NA | XXX04 | Women's Public Restroom | No | PP
0006 | Armory | 505 E Armory Ave | Owned | Yes | On | No | 02 | 0246 | 132.01 | 100 | NA | NA | XXX04 | Women's Public Restroom | No | PP |  | Y | Y | N | Y | Y | N | Y | Y | N | [18 empty] | ? | [13 empty] | 3.5 | 3.5 | 3.5 | [10 empty] | WC3 ADA
0006 | Armory | 505 E Armory Ave | Owned | Yes | On | No | 02 | 0334A | 138.71 | 100 | Naval Science | LDLD0558 | 52505 | Athletic_Physical Education Service - Locker Room | No | PP
0006 | Armory | 505 E Armory Ave | Owned | Yes | On | No | 03 | 0314 | 197.18 | 100 | NA | NA | XXX04 | Women's Public Restroom | No | PP |  | Y | Y | N | Y | Y | N | [21 empty] | ? | [13 empty] | 3.5 | 3.5 | 3.5 | [10 empty] | WC3 ADA
0006 | Armory | 505 E Armory Ave | Owned | Yes | On | No | 03 | 0335 | 146.19 | 100 | NA | NA | XXX03 | Men's Public Restroom | No | PP |  | N | Y | N | N | Y | N | [21 empty] | 1.5 GPM | 0.125 | [12 empty] | 3.5 | 3.5 | 3.5 | [10 empty] | WC3 ADA
0006 | Armory | 505 E Armory Ave | Owned | Yes | On | No | 03 | 0348 | 178.96 | 100 | NA | NA | XXX04 | Women's Public Restroom | No | PP |  | Y | Y | N | Y | Y | N | Y | Y | N | [18 empty] | ? | [13 empty] | 3.5 | 3.5 | 3.5 | [10 empty] | WC3 ADA
0006 | Armory | 505 E Armory Ave | Owned | Yes | On | No | 04 | 0434 | 205.56 | 100 | NA | NA | XXX04 | Women's Public Restroom | No | PP |  | Y | Y | N | [24 empty] | ? | [13 empty] | 3.5 | 3.5 | [11 empty] | WC2 ADA
0007 | Foellinger Auditorium | 709 S Mathews Ave | Owned | Yes | On | No | 00 | 0B03 | 193.97 | 100 | NA | NA | XXX03 | Men's Public Restroom | No | PP |  | N | N | Y | N | N | Y | N | N | Y | [18 empty] | ? | 1.6 | 1.6 | 1.6 | 1.6 | 1.6 | 1.6 | [7 empty] | 3.5 | 3.5 | 3.5 | 3.5 | 3.5 | 3.5
0007 | Foellinger Auditorium | 709 S Mathews Ave | Owned | Yes | On | No | 00 | 0B27 | 195.09 | 100 | NA | NA | XXX04 | Women's Public Restroom | No | PP |  | Y | N | Y | Y | N | Y | Y | N | Y | [18 empty] | ? | [13 empty] | 3.5 | 3.5 | 3.5 | 3.5 | 3.5 | 3.5
0007 | Foellinger Auditorium | 709 S Mathews Ave | Owned | Yes | On | No | 01 | 0104 | 31.79 | 100 | NA | NA | XXX03 | Men's Public Restroom | No | PP |  | Y | N | Y | [24 empty] | ? | [13 empty] | 3.5 | [12 empty] | ADA, Sensor
0007 | Foellinger Auditorium | 709 S Mathews Ave | Owned | Yes | On | No | 01 | 0110 | 31.79 | 100 | NA | NA | XXX04 | Women's Public Restroom | No | PP |  | Y | N | Y | [24 empty] | ? | [13 empty] | 3.5 | [12 empty] | ADA, Sensor
0008 | Agricultural Engineering Sciences Building | 1304 W Pennsylvania Ave | Owned | Yes | On | No | 01 | 0112 | 43.39 | 100 | NA | NA | XXX03 | Men's Public Restroom | No | PP
0008 | Agricultural Engineering Sciences Building | 1304 W Pennsylvania Ave | Owned | Yes | On | No | 01 | 0114 | 34.49 | 100 | NA | NA | XXX04 | Women's Public Restroom | No | PP
0008 | Agricultural Engineering Sciences Building | 1304 W Pennsylvania Ave | Owned | Yes | On | No | 01 | 0166 | 21.12 | 100 | NA | NA | XXX04 | Women's Public Restroom | No | PP
0008 | Agricultural Engineering Sciences Building | 1304 W Pennsylvania Ave | Owned | Yes | On | No | 01 | 0170 | 23.62 | 100 | NA | NA | XXX03 | Men's Public Restroom | No | PP
0008 | Agricultural Engineering Sciences Building | 1304 W Pennsylvania Ave | Owned | Yes | On | No | 01 | 0112C | 142.16 | 100 | NA | NA | XXX03 | Men's Public Restroom | No | PP |  | N | N | N | Y | N | Y | [21 empty] | LAV 1 Widespread | 1.5 | 1.5 | [11 empty] | 1.6 | 1.6
0008 | Agricultural Engineering Sciences Building | 1304 W Pennsylvania Ave | Owned | Yes | On | No | 01 | 0112D | 21.78 | 100 | NA | NA | XXX11 | Shower Room | No | PP |  | Y | N | N | Y | N | Y | [21 empty] | LAV 1 Widespread
0008 | Agricultural Engineering Sciences Building | 1304 W Pennsylvania Ave | Owned | Yes | On | No | 01 | 0114A | 129.86 | 100 | NA | NA | XXX04 | Women's Public Restroom | No | PP |  | Y | N | N | [24 empty] | LAV 1 Widespread | [13 empty] | 1.6 | 1.6
0008 | Agricultural Engineering Sciences Building | 1304 W Pennsylvania Ave | Owned | Yes | On | No | 01 | 0166A | 87.51 | 100 | NA | NA | XXX04 | Women's Public Restroom | No | PP |  | Y | N | Y | Y | N | Y | [21 empty] | ? | [13 empty] | 1.6
0008 | Agricultural Engineering Sciences Building | 1304 W Pennsylvania Ave | Owned | Yes | On | No | 01 | 0170A | 95.55 | 100 | NA | NA | XXX03 | Men's Public Restroom | No | PP |  | N | N | Y | [24 empty] | Aerator is missing | 1.5 | [12 empty] | 1.6
0008 | Agricultural Engineering Sciences Building | 1304 W Pennsylvania Ave | Owned | Yes | On | No | 02 | 0212 | 24.39 | 100 | NA | NA | XXX03 | Men's Public Restroom | No | PP
0008 | Agricultural Engineering Sciences Building | 1304 W Pennsylvania Ave | Owned | Yes | On | No | 02 | 0216 | 30.38 | 100 | NA | NA | XXX04 | Women's Public Restroom | No | PP
0008 | Agricultural Engineering Sciences Building | 1304 W Pennsylvania Ave | Owned | Yes | On | No | 02 | 0266 | 21.12 | 100 | NA | NA | XXX04 | Women's Public Restroom | No | PP
0008 | Agricultural Engineering Sciences Building | 1304 W Pennsylvania Ave | Owned | Yes | On | No | 02 | 0270 | 23.62 | 100 | NA | NA | XXX03 | Men's Public Restroom | No | PP
0008 | Agricultural Engineering Sciences Building | 1304 W Pennsylvania Ave | Owned | Yes | On | No | 02 | 0212A | 93.61 | 100 | NA | NA | XXX03 | Men's Public Restroom | No | PP |  | Y | N | N | N | Y | N | [21 empty] | ? | [13 empty] | 1.6
0008 | Agricultural Engineering Sciences Building | 1304 W Pennsylvania Ave | Owned | Yes | On | No | 02 | 0216A | 108.67 | 100 | NA | NA | XXX04 | Women's Public Restroom | No | PP |  | Y | Y | N | [24 empty] | ? | 1.5 | [12 empty] | 1.6
0008 | Agricultural Engineering Sciences Building | 1304 W Pennsylvania Ave | Owned | Yes | On | No | 02 | 0266A | 87.51 | 100 | NA | NA | XXX04 | Women's Public Restroom | No | PP |  | Y | N | Y | Y | N | Y | [21 empty] | ? | [13 empty] | 1.6
0008 | Agricultural Engineering Sciences Building | 1304 W Pennsylvania Ave | Owned | Yes | On | No | 02 | 0270A | 95.55 | 100 | NA | NA | XXX03 | Men's Public Restroom | No | PP |  | Y | N | Y | [24 empty] | ? | 1.5 | [12 empty] | 1.6
0008 | Agricultural Engineering Sciences Building | 1304 W Pennsylvania Ave | Owned | Yes | On | No | 03 | 0312 | 21.86 | 100 | NA | NA | XXX03 | Men's Public Restroom | No | PP
0008 | Agricultural Engineering Sciences Building | 1304 W Pennsylvania Ave | Owned | Yes | On | No | 03 | 0316 | 15.93 | 100 | NA | NA | XXX04 | Women's Public Restroom | No | PP
0008 | Agricultural Engineering Sciences Building | 1304 W Pennsylvania Ave | Owned | Yes | On | No | 03 | 0366 | 21.12 | 100 | NA | NA | XXX04 | Women's Public Restroom | No | PP
0008 | Agricultural Engineering Sciences Building | 1304 W Pennsylvania Ave | Owned | Yes | On | No | 03 | 0370 | 23.62 | 100 | NA | NA | XXX03 | Men's Public Restroom | No | PP |  | Y | N | Y | [24 empty] | ? | 1.5 | [12 empty] | 1.6
0008 | Agricultural Engineering Sciences Building | 1304 W Pennsylvania Ave | Owned | Yes | On | No | 03 | 0310C | 203.35 | 100 | NA | NA | XXX04 | Women's Public Restroom | No | PP
0008 | Agricultural Engineering Sciences Building | 1304 W Pennsylvania Ave | Owned | Yes | On | No | 03 | 0312A | 92.31 | 100 | NA | NA | XXX03 | Men's Public Restroom | No | PP |  | Y | N | N |  | N | Y | [21 empty] | Widespread | [13 empty] | 1.6
0008 | Agricultural Engineering Sciences Building | 1304 W Pennsylvania Ave | Owned | Yes | On | No | 03 | 0316A | 80.2 | 100 | NA | NA | XXX04 | Women's Public Restroom | No | PP |  | N | N | N | [24 empty] | Widespread | 1.5 | [12 empty] | 1.6
0008 | Agricultural Engineering Sciences Building | 1304 W Pennsylvania Ave | Owned | Yes | On | No | 03 | 0366A | 87.51 | 100 | NA | NA | XXX04 | Women's Public Restroom | No | PP |  | Y | N | Y | Y | N | Y | [21 empty] | ? | [13 empty] | 1.6
0008 | Agricultural Engineering Sciences Building | 1304 W Pennsylvania Ave | Owned | Yes | On | No | 03 | 0370A | 95.55 | 100 | NA | NA | XXX03 | Men's Public Restroom | No | PP
0008 | Agricultural Engineering Sciences Building | 1304 W Pennsylvania Ave | Owned | Yes | On | No | 03 | 0372A | 102.64 | 100 | NA | NA | XXX04 | Women's Public Restroom | No | PP
0010 | Chemistry Annex | 601 S Mathews Ave | Owned | Yes | On | No | 01 | 1009 | 150.68 | 100 | NA | NA | XXX03 | Men's Public Restroom | No | PP |  | Y | Y | N | Y | Y | N | [21 empty] | Sensor | 0.5 | 0.5 | [11 empty] | 1.1 | 1.1 | [11 empty] | Sensor
0010 | Chemistry Annex | 601 S Mathews Ave | Owned | Yes | On | No | 01 | 1011 | 179.79 | 100 | NA | NA | XXX04 | Women's Public Restroom | No | PP |  | Y | Y | N | Y | Y | N | Y | Y | N | [18 empty] | ? | [13 empty] | 1.1 | 1.1 | 1.1 | 1.1
0010 | Chemistry Annex | 601 S Mathews Ave | Owned | Yes | On | No | 02 | 2009 | 152.52 | 100 | NA | NA | XXX03 | Men's Public Restroom | No | PP |  | Y | Y | N | Y | Y | N | [21 empty] | Sensor | 0.5 | 0.5 | [11 empty] | 1.1 | 1.1 | [11 empty] | Sensor
0010 | Chemistry Annex | 601 S Mathews Ave | Owned | Yes | On | No | 02 | 2011 | 179.69 | 100 | NA | NA | XXX04 | Women's Public Restroom | No | PP |  | Y | Y | N | Y | Y | N | Y | Y | N | [18 empty] | Sensor | [13 empty] | 1.1 | 1.1 | 1.1 | 1.1 | [9 empty] | Sensor
0010 | Chemistry Annex | 601 S Mathews Ave | Owned | Yes | On | No | 03 | 3009 | 150.54 | 100 | NA | NA | XXX03 | Men's Public Restroom | No | PP |  | Y | Y | N | Y | Y | N | [21 empty] | Sensor | 0.5 | 0.5 | [11 empty] | 1.1 | 1.1 | [11 empty] | Sensor
0010 | Chemistry Annex | 601 S Mathews Ave | Owned | Yes | On | No | 03 | 3011 | 179.8 | 100 | NA | NA | XXX04 | Women's Public Restroom | No | PP |  | Y | Y | N | Y | Y | N | [21 empty] | Sensor | 0.5 | 0.5 | [11 empty] | 1.1 | 1.1 | [11 empty] | Sensor
0010 | Chemistry Annex | 601 S Mathews Ave | Owned | Yes | On | No | B0 | 0009 | 107.49 | 100 | NA | NA | XXX03 | Men's Public Restroom | No | PP |  | Y | Y | N | Y | Y | N | [21 empty] | Sensor | 0.5 | [12 empty] | 1.1 | [12 empty] | Sensor
0010 | Chemistry Annex | 601 S Mathews Ave | Owned | Yes | On | No | B0 | 0011 | 123.38 | 100 | NA | NA | XXX04 | Women's Public Restroom | No | PP |  | Y | Y | N | Y | Y | N | [21 empty] | Sensor | [13 empty] | 1.1 | 1.1 | [11 empty] | Sensor
0010 | Chemistry Annex | 601 S Mathews Ave | Owned | Yes | On | No | B0 | 0014 | 52.13 | 100 | NA | NA | XXX05 | All-Gender Public Restroom | No | PP |  | Y | Y | N | [24 empty] | Sensor | [13 empty] | 1.1
0010 | Chemistry Annex | 601 S Mathews Ave | Owned | Yes | On | No | B0 | 0015 | 52.13 | 100 | NA | NA | XXX05 | All-Gender Public Restroom | No | PP | Shower room not a RR
0011 | Ceramics Kiln House | 107 S Goodwin Ave | Owned | Yes | On | No | 01 | 0112 | 119.33 | 100 | NA | NA | XXX03 | Men's Public Restroom | No | PP |  | Y | Y | N | Y | Y | N | [21 empty] | .5 GPM | 1 | [12 empty] | 3.5
0011 | Ceramics Kiln House | 107 S Goodwin Ave | Owned | Yes | On | No | 01 | 0113 | 119.33 | 100 | NA | NA | XXX04 | Women's Public Restroom | No | PP |  | N | Y | N | N | Y | N | [21 empty] | 2.2 GPM | [13 empty] | 3.5 | 3.5
0011 | Ceramics Kiln House | 107 S Goodwin Ave | Owned | Yes | On | No | 02 | 0214 | 37.7 | 100 | NA | NA | XXX03 | Men's Public Restroom | No | PP |  | N | Y | N | [24 empty] | 2.2 GPM | [13 empty] | 1.6
0011 | Ceramics Kiln House | 107 S Goodwin Ave | Owned | Yes | On | No | 02 | 0215 | 59.83 | 100 | NA | NA | XXX04 | Women's Public Restroom | No | PP |  | N | Y | N | [24 empty] | Metering faucet runs 5 seconds, 2.2 GPM | [13 empty] | 1.6
0012 | Noyes Laboratory of Chemistry | 505 S Mathews Ave | Owned | Yes | On | No | 00 | 0052 | 160.4 | 100 | NA | NA | XXX04 | Women's Public Restroom | No | PP |  | Y | N | N | Y | N | N | [21 empty] | Sensor 1 hole | [13 empty] | 1.6 | 1.6 | 1.6 | [10 empty] | Sensor
0012 | Noyes Laboratory of Chemistry | 505 S Mathews Ave | Owned | Yes | On | No | 01 | 0101 | 203.31 | 100 | NA | NA | XXX04 | Women's Public Restroom | No | PP |  | Y | N | N | Y | N | N | Y | N | N | [18 empty] | Sensor 1 hole | [13 empty] | 1.6 | 1.6 | 1.6 | 1.6
0012 | Noyes Laboratory of Chemistry | 505 S Mathews Ave | Owned | Yes | On | No | 01 | 0160 | 152.22 | 100 | NA | NA | XXX03 | Men's Public Restroom | No | PP |  | Y | N | N | Y | N | N | [21 empty] | Sensor 1 hole | 1 | 1 | [10 empty] | Sensor | 1.6 | 1.6 | [11 empty] | Sensor
0012 | Noyes Laboratory of Chemistry | 505 S Mathews Ave | Owned | Yes | On | No | 01 | 0100B | 150.59 | 100 | NA | NA | XXX03 | Men's Public Restroom | No | PP
0012 | Noyes Laboratory of Chemistry | 505 S Mathews Ave | Owned | Yes | On | No | 02 | 0202 | 123.47 | 100 | NA | NA | XXX03 | Men's Public Restroom | No | PP |  | Y | N | N | Y | N | N | [21 empty] | Sensor 1 hole | 0.5 | 0.5 | [11 empty] | 1.6 | [12 empty] | Sensor
0012 | Noyes Laboratory of Chemistry | 505 S Mathews Ave | Owned | Yes | On | No | 02 | 0253 | 159.29 | 100 | NA | NA | XXX04 | Women's Public Restroom | No | PP |  | Y | N | N | Y | N | N | [21 empty] | Sensor 1 hole | [13 empty] | 1.6 | 1.6 | 1.6 | 1.6 | [9 empty] | Sensor
0012 | Noyes Laboratory of Chemistry | 505 S Mathews Ave | Owned | Yes | On | No | 03 | 0302A | 128.79 | 100 | NA | NA | XXX04 | Women's Public Restroom | No | PP |  | Y | N | N | Y | N | N | [21 empty] | Sensor 1 hole | [13 empty] | 1.6 | 1.6 | [11 empty] | Sensor
0012 | Noyes Laboratory of Chemistry | 505 S Mathews Ave | Owned | Yes | On | No | 03 | 302 | 108.6 | 100 | NA | NA | XXX03 | Men's Public Restroom | No | PP | Paperwork indicates this room 302 and above line 302A | Y | N | N | Y | N | N | [21 empty] | Sensor 1 hole | 0.5 | 0.5 | [10 empty] | Sensor | 1.6 | [12 empty] | Sensor
0012 | Noyes Laboratory of Chemistry | 505 S Mathews Ave | Owned | Yes | On | No | 03 | 0305 | 108.6 | 100 | NA | NA | XXX03 | Men's Public Restroom | No | PP
0012 | Noyes Laboratory of Chemistry | 505 S Mathews Ave | Owned | Yes | On | No | 03 | 0323 | 129.99 | 100 | NA | NA | XXX03 | Men's Public Restroom | No | PP |  | Y | N | N | Y | N | N | [21 empty] | Sensor 1 hole | 0.5 | 0.5 | [10 empty] | Sensor | 1.6 | 1.6 | [11 empty] | Sensor
0012 | Noyes Laboratory of Chemistry | 505 S Mathews Ave | Owned | Yes | On | No | 03 | 0351 | 224.14 | 100 | NA | NA | XXX03 | Men's Public Restroom | No | PP |  | Y | N | N | Y | N | N | Y | N | N | [18 empty] | Sensor 1 hole | [13 empty] | 1.6 | 1.6 | 1.6 | 1.6 | 1.6 | [8 empty] | Sensor
0012 | Noyes Laboratory of Chemistry | 505 S Mathews Ave | Owned | Yes | On | No | 03 | 0352 | 52.41 | 100 | NA | NA | XXX05 | All-Gender Public Restroom | No | PP |  | Y | N | N | [24 empty] | Sensor 1 hole | [13 empty] | 1.6 | [12 empty] | Sensor
0012 | Noyes Laboratory of Chemistry | 505 S Mathews Ave | Owned | Yes | On | No | 04 | 0454 | 152.75 | 100 | NA | NA | XXX03 | Men's Public Restroom | No | PP |  | Y | N | N | Y | N | N | Y | N | N | [18 empty] | 1 Hole | 0.5 | 0.5 | [10 empty] | Sensor | 1.6 | 1.6 | [11 empty] | Sensor
0013 | Talbot Laboratory | 104 S Wright St | Owned | Yes | On | No | 01 | 0110 | 179.65 | 100 | NA | NA | XXX03 | Men's Public Restroom | No | PP | Bathroom under construction
0013 | Talbot Laboratory | 104 S Wright St | Owned | Yes | On | No | 01 | 0128 | 59.94 | 100 | NA | NA | XXX04 | Women's Public Restroom | No | PP |  | N | N | Y | N | N | Y | [21 empty] | 2.2 GPM | [13 empty] | 3.5 | 3.5
0013 | Talbot Laboratory | 104 S Wright St | Owned | Yes | On | No | 01 | 0128A | 156.43 | 100 | NA | NA | XXX04 | Women's Public Restroom | No | PP | Empty closet, no fixtures
0013 | Talbot Laboratory | 104 S Wright St | Owned | Yes | On | No | 02 | 0203 | 173.85 | 100 | NA | NA | XXX04 | Women's Public Restroom | No | PP | Bathroom under construction
0013 | Talbot Laboratory | 104 S Wright St | Owned | Yes | On | No | 02 | 0222 | 167.92 | 100 | NA | NA | XXX03 | Men's Public Restroom | No | PP |  | Y | Y | N | Y | Y | N | [21 empty] | 1.0 GPM | 1.5 | 1.5 | 1.5 | 1.5 | [9 empty] | 3.5 | 3.5 | 3.5
0013 | Talbot Laboratory | 104 S Wright St | Owned | Yes | On | No | 03 | 0304 | 184.28 | 100 | NA | NA | XXX03 | Men's Public Restroom | No | PP |  | Y | Y | N | Y | Y | N | [21 empty] | .5 GPM | 0.125 | 0.125 | [11 empty] | 1.28
0013 | Talbot Laboratory | 104 S Wright St | Owned | Yes | On | No | 03 | 0320 | 170.39 | 100 | NA | NA | XXX04 | Women's Public Restroom | No | PP |  | Y | Y | N | Y | Y | N | [35 empty] | 1.28 | 1.28 | 1.28
0014 | Ice Arena | 406 E Armory Ave | Owned | No | On | Yes | 00 | B0002 | 228.76 | 100 | Division of Campus Recreation | NQNQ0571 | 52510 | Athletic_Physical Education Service - Shower Room | No | DEPT |  | Y | Y | N | Y | Y | N | [21 empty] | Sensor | 0.125 | 0.125 | [10 empty] | Sensor | 3.5 | 3.5 | [11 empty] | Handle
0014 | Ice Arena | 406 E Armory Ave | Owned | No | On | Yes | 00 | B0004 | 42.25 | 100 | Division of Campus Recreation | NQNQ0571 | 52510 | Athletic_Physical Education Service - Shower Room | No | DEPT | Shower
0014 | Ice Arena | 406 E Armory Ave | Owned | No | On | Yes | 00 | B0005 | 353.31 | 100 | Division of Campus Recreation | NQNQ0571 | 52505 | Athletic_Physical Education Service - Locker Room | No | DEPT | Locker room
0014 | Ice Arena | 406 E Armory Ave | Owned | No | On | Yes | 00 | B0006 | 154.75 | 100 | Division of Campus Recreation | NQNQ0571 | 52510 | Athletic_Physical Education Service - Shower Room | No | DEPT | Shower
0014 | Ice Arena | 406 E Armory Ave | Owned | No | On | Yes | 00 | B0007 | 165.28 | 100 | Division of Campus Recreation | NQNQ0571 | 52570 | Athletic_Physical Education Service - Restroom | No | DEPT |  | Y | N | N | Y | N | N | [21 empty] | 1 Hole | 0.125 | 0.125 | [11 empty] | 1.6 | 0.16
0014 | Ice Arena | 406 E Armory Ave | Owned | No | On | Yes | 00 | B0008 | 62.83 | 100 | Division of Campus Recreation | NQNQ0571 | 52510 | Athletic_Physical Education Service - Shower Room | No | DEPT | Shower
0014 | Ice Arena | 406 E Armory Ave | Owned | No | On | Yes | 00 | B0009 | 71.5 | 100 | Division of Campus Recreation | NQNQ0571 | 52570 | Athletic_Physical Education Service - Restroom | No | DEPT |  | Y | N | N | Y | N | N | [21 empty] | 1 Hole | [13 empty] | 1.6 | 1.6
0014 | Ice Arena | 406 E Armory Ave | Owned | No | On | Yes | 00 | B0010 | 171.33 | 100 | Division of Campus Recreation | NQNQ0571 | 52570 | Athletic_Physical Education Service - Restroom | No | DEPT |  | Y | N | N | Y | N | N | [21 empty] | 1 Hole | 0.125 | 0.125 | [11 empty] | 1.6 | 1.6
0014 | Ice Arena | 406 E Armory Ave | Owned | No | On | Yes | 00 | B0012 | 232.73 | 100 | Division of Campus Recreation | NQNQ0571 | 52505 | Athletic_Physical Education Service - Locker Room | No | DEPT | Locker room
0014 | Ice Arena | 406 E Armory Ave | Owned | No | On | Yes | 00 | B0013 | 200.35 | 100 | Division of Campus Recreation | NQNQ0571 | 52505 | Athletic_Physical Education Service - Locker Room | No | DEPT | Locker room
0014 | Ice Arena | 406 E Armory Ave | Owned | No | On | Yes | 00 | B0014 | 277.22 | 100 | Division of Campus Recreation | NQNQ0571 | 52505 | Athletic_Physical Education Service - Locker Room | No | DEPT |  | Y | Y | N | Y | Y | N | [21 empty] | Sensor | 0.125 | 0.125 | [10 empty] | Sensor | 3.5 | 3.5 | [11 empty] | Handle
0014 | Ice Arena | 406 E Armory Ave | Owned | No | On | Yes | 00 | B0015 | 283.22 | 100 | Division of Campus Recreation | NQNQ0571 | 52505 | Athletic_Physical Education Service - Locker Room | No | DEPT | Share with B14
0014 | Ice Arena | 406 E Armory Ave | Owned | No | On | Yes | 00 | B0018 | 74.25 | 100 | Division of Campus Recreation | NQNQ0571 | 52510 | Athletic_Physical Education Service - Shower Room | No | DEPT | Shower
0014 | Ice Arena | 406 E Armory Ave | Owned | No | On | Yes | 01 | 0104 | 192.59 | 100 | NA | NA | XXX03 | Men's Public Restroom | No | DEPT |  | Y | N | N | Y | N | N | Y | N | N | Y | N | N | Y | N | N | [12 empty] | 1 hole sensor | 0.125 | 0.125 | 0.125 | 0.125 | 0.125 | [7 empty] | Sensor, 1 is ADA | 3.5 | 3.5 | 3.5 | [10 empty] | Handle, WC3 ADA
0014 | Ice Arena | 406 E Armory Ave | Owned | No | On | Yes | 01 | 0105 | 182.05 | 100 | NA | NA | XXX04 | Women's Public Restroom | No | DEPT |  | Y | N | N | Y | N | N | Y | N | N | Y | N | N | Y | N | N | [12 empty] | 1 hole sensor | [13 empty] | 3.5 | 3.5 | 3.5 | 3.5 | 3.5 | [8 empty] | Handle, WC5 ADA
0014 | Ice Arena | 406 E Armory Ave | Owned | No | On | Yes | 01 | 0106 | 466.39 | 100 | Division of Campus Recreation | NQNQ0571 | 52505 | Athletic_Physical Education Service - Locker Room | No | DEPT | Locker room
0014 | Ice Arena | 406 E Armory Ave | Owned | No | On | Yes | 01 | 0112 | 178.65 | 100 | Division of Campus Recreation | NQNQ0571 | 52505 | Athletic_Physical Education Service - Locker Room | No | DEPT |  | Y | Y | N | Y | Y | N | [21 empty] | 1 hole | [13 empty] | 3.5 | 3.5
0015 | Engineering Hall | 1308 W Green St | Owned | Yes | On | No | 01 | 0105 | 307.75 | 100 | NA | NA | XXX04 | Women's Public Restroom | No | PP |  | Y | Y | N | Y | Y | N | Y | Y | N | Y | Y | N | Y | Y | N | [12 empty] | .5 GPM | [13 empty] | 1.6 | 1.6 | 1.6 | 1.6 | 1.6 | 1.6
0015 | Engineering Hall | 1308 W Green St | Owned | Yes | On | No | 01 | 0107 | 281.05 | 100 | NA | NA | XXX03 | Men's Public Restroom | No | PP |  | Y | Y | N | Y | Y | N | Y | Y | N | Y | Y | N | [15 empty] | .5 GPM | 1 | 1 | 1 | [10 empty] | 1.6 | 1.6 | 1.6 | 1.6
0015 | Engineering Hall | 1308 W Green St | Owned | Yes | On | No | 02 | 0205 | 205.4 | 100 | NA | NA | XXX04 | Women's Public Restroom | No | PP |  | Y | Y | N | Y | Y | N | Y | Y | N | [18 empty] | .5 GPM | [13 empty] | 1.6 | 1.6 | 1.6
0015 | Engineering Hall | 1308 W Green St | Owned | Yes | On | No | 02 | 0208 | 223.98 | 100 | NA | NA | XXX03 | Men's Public Restroom | No | PP |  | Y | Y | N | Y | Y | N | Y | Y | N | [18 empty] | .5 GPM | 1 | 1 | [11 empty] | 1.6 | 1.6
0015 | Engineering Hall | 1308 W Green St | Owned | Yes | On | No | 03 | 0305 | 207.31 | 100 | NA | NA | XXX04 | Women's Public Restroom | No | PP |  | Y | Y | N | Y | Y | N | Y | Y | N | [18 empty] | .5 GPM | [13 empty] | 1.6 | 1.6 | 1.6
0015 | Engineering Hall | 1308 W Green St | Owned | Yes | On | No | 03 | 0308 | 224.87 | 100 | NA | NA | XXX03 | Men's Public Restroom | No | PP |  | Y | Y | N | Y | Y | N | Y | Y | N | [18 empty] | .5 GPM | 1 | 1 | [11 empty] | 1.6 | 1.6
0015 | Engineering Hall | 1308 W Green St | Owned | Yes | On | No | 04 | 0406A | 257.77 | 100 | NA | NA | XXX03 | Men's Public Restroom | No | PP |  | Y | Y | N | Y | Y | N | Y | Y | N | Y | Y | N | [15 empty] | .5 GPM | 1 | 1 | [11 empty] | 1.6 | 1.6 | 1.6
0015 | Engineering Hall | 1308 W Green St | Owned | Yes | On | No | 04 | 0406C | 262.79 | 100 | NA | NA | XXX04 | Women's Public Restroom | No | PP
0017 | Advanced Computation Building | 1011 Springfield Ave | Owned | Yes | On | No | 01 | 0123 | 127.02 | 100 | NA | NA | XXX04 | Women's Public Restroom | No | PP |  | Y | N | Y | [24 empty] | ? | [13 empty] | 3.5 | [12 empty] | ADA
0017 | Advanced Computation Building | 1011 Springfield Ave | Owned | Yes | On | No | 01 | 0125 | 120.78 | 100 | NA | NA | XXX03 | Men's Public Restroom | No | PP |  | Y | N | Y | [24 empty] | ? | 3.5 | [12 empty] | 3.5 | [12 empty] | ADA
0017 | Advanced Computation Building | 1011 Springfield Ave | Owned | Yes | On | No | 02 | 0208 | 93.01 | 100 | NA | NA | XXX05 | All-Gender Public Restroom | No | PP |  | Y | N | Y | [24 empty] | ? | [13 empty] | 3.5 | [12 empty] | ADA
0017 | Advanced Computation Building | 1011 Springfield Ave | Owned | Yes | On | No | 03 | 0308 | 70.05 | 100 | NA | NA | XXX03 | Men's Public Restroom | No | PP |  | Y | Y | N | [24 empty] | ? | [13 empty] | 3.5 | [12 empty] | ADA
0017 | Advanced Computation Building | 1011 Springfield Ave | Owned | Yes | On | No | 03 | 0309 | 52.38 | 100 | NA | NA | XXX04 | Women's Public Restroom | No | PP |  | Y | Y | N | [24 empty] | ? | [13 empty] | 3.5 | [12 empty] | ADA
0018 | Architecture Annex | 1303 S Goodwin Ave | Owned | Yes | On | No | 00 | 0007 | 146.08 | 100 | Facilities and Services | NNNN6701 | 75510 | Central Service Support - Restroom | No | PP | NA
0018 | Architecture Annex | 1303 S Goodwin Ave | Owned | Yes | On | No | 01 | 0006 | 149.43 | 100 | NA | NA | XXX04 | Women's Public Restroom | No | PP |  | N | Y | N | [38 empty] | 3.5
0018 | Architecture Annex | 1303 S Goodwin Ave | Owned | Yes | On | No | 01 | 0122 | 100.9 | 100 | NA | NA | XXX03 | Men's Public Restroom | No | PP |  | N | Y | N | [38 empty] | 3.5
0018 | Architecture Annex | 1303 S Goodwin Ave | Owned | Yes | On | No | 01 | 0123 | 98.71 | 100 | NA | NA | XXX04 | Women's Public Restroom | No | PP |  | Y | Y | N | [38 empty] | 3.5
0018 | Architecture Annex | 1303 S Goodwin Ave | Owned | Yes | On | No | 01 | 0004A | 61.16 | 100 | NA | NA | XXX04 | Women's Public Restroom | No | PP |  | N | Y | N | [38 empty] | 3.5
0018 | Architecture Annex | 1303 S Goodwin Ave | Owned | Yes | On | No | 02 | 0203 | 82.02 | 100 | NA | NA | XXX04 | Women's Public Restroom | No | PP |  | N | Y | N | [38 empty] | 1.6 | [12 empty] | Tank
0018 | Architecture Annex | 1303 S Goodwin Ave | Owned | Yes | On | No | 02 | 0207 | 90.08 | 100 | NA | NA | XXX03 | Men's Public Restroom | No | PP | 201 | N | N | Y | N | Y | N | [21 empty] | 1 | 1 | [12 empty] | 3.5
0020 | Physiology Research Laboratory | 301 Hazelwood Dr | Owned | No | On | No | 01 | 0007 | 88.03 | 100 | NA | NA | XXX03 | Men's Public Restroom | No | DEPT |  | N | Y | N | [24 empty] | 2.2 GPM | 0.125 | [12 empty] | 1.6
0020 | Physiology Research Laboratory | 301 Hazelwood Dr | Owned | No | On | No | 01 | 0011 | 63.73 | 100 | NA | NA | XXX04 | Women's Public Restroom | No | DEPT |  | N | Y | N | [24 empty] | 2.2 GPM | [13 empty] | 3.5
0020 | Physiology Research Laboratory | 301 Hazelwood Dr | Owned | No | On | No | 01 | 0012 | 65.5 | 100 | NA | NA | XXX04 | Women's Public Restroom | No | DEPT | Shower room not a RR
0020 | Physiology Research Laboratory | 301 Hazelwood Dr | Owned | No | On | No | 01 | 0007A | 86.28 | 100 | NA | NA | XXX03 | Men's Public Restroom | No | DEPT | Shower room not a RR
0021 | Kenney Gymnasium | 1406 Springfield Ave | Owned | Yes | On | No | 00 | 0102 | 3002.6 | 100 | University Laboratory HS | NBNB0223 | 52505 | Athletic_Physical Education Service - Locker Room | No | PP | No fixtures in this room
0021 | Kenney Gymnasium | 1406 Springfield Ave | Owned | Yes | On | No | 00 | 0106 | 253.08 | 100 | NA | NA | XXX03 | Men's Public Restroom | No | PP |  | N | Y | N | N | Y | N | N | Y | N | [18 empty] | 2.2 GPM | 0.13 | 0.13 | 0.13 | 0.13 | [9 empty] | 3.5 | 3.5 | 3.5 | 3.5
0021 | Kenney Gymnasium | 1406 Springfield Ave | Owned | Yes | On | No | 00 | 0111 | 623.41 | 100 | University Laboratory HS | NBNB0223 | 52505 | Athletic_Physical Education Service - Locker Room | No | PP | No fixtures in this room
0021 | Kenney Gymnasium | 1406 Springfield Ave | Owned | Yes | On | No | 00 | 0113 | 652.42 | 100 | University Laboratory HS | NBNB0223 | 52505 | Athletic_Physical Education Service - Locker Room | No | PP | [29 empty] | 0.13
0021 | Kenney Gymnasium | 1406 Springfield Ave | Owned | Yes | On | No | 00 | 0117 | 124.75 | 100 | NA | NA | XXX03 | Men's Public Restroom | No | PP | Y | Y | N | [25 empty] | .5 GPM | 0.13 | 0.13 | [11 empty] | 3.5 | 3.5
0021 | Kenney Gymnasium | 1406 Springfield Ave | Owned | Yes | On | No | 00 | 0102C | 381.13 | 100 | University Laboratory HS | NBNB0223 | 52510 | Athletic_Physical Education Service - Shower Room | No | PP | No fixtures in this room
0021 | Kenney Gymnasium | 1406 Springfield Ave | Owned | Yes | On | No | 00 | 0111B | 44.27 | 100 | University Laboratory HS | NBNB0223 | 52510 | Athletic_Physical Education Service - Shower Room | No | PP | No fixtures in this room
0021 | Kenney Gymnasium | 1406 Springfield Ave | Owned | Yes | On | No | 00 | 0113A | 100.34 | 100 | University Laboratory HS | NBNB0223 | 52510 | Athletic_Physical Education Service - Shower Room | No | PP | No fixtures in this room
0021 | Kenney Gymnasium | 1406 Springfield Ave | Owned | Yes | On | No | 01 | 0207 | 81.31 | 100 | NA | NA | XXX04 | Women's Public Restroom | No | PP |  | Y | Y | N | [24 empty] | .5 GPM
0021 | Kenney Gymnasium | 1406 Springfield Ave | Owned | Yes | On | No | 01 | 0208 | 663.64 | 100 | University Laboratory HS | NBNB0223 | 52505 | Athletic_Physical Education Service - Locker Room | No | PP | No fixtures in this room
0021 | Kenney Gymnasium | 1406 Springfield Ave | Owned | Yes | On | No | 01 | 0209 | 382.2 | 100 | Intercollegiate Athletics | NUNU0336 | 52505 | Athletic_Physical Education Service - Locker Room | No | PP |  | Y | Y | N | Y | Y | N | [21 empty] | 1.0 GPM | [13 empty] | 1.6
0021 | Kenney Gymnasium | 1406 Springfield Ave | Owned | Yes | On | No | 01 | 0215 | 602.58 | 100 | Intercollegiate Athletics | NUNU0336 | 52505 | Athletic_Physical Education Service - Locker Room | No | PP |  | Y | Y | N | Y | Y | N | [21 empty] | 1.0 GPM | 0.5 | 1 | [11 empty] | 1.6
0021 | Kenney Gymnasium | 1406 Springfield Ave | Owned | Yes | On | No | 01 | 0208A | 419.19 | 100 | University Laboratory HS | NBNB0223 | 52505 | Athletic_Physical Education Service - Locker Room | No | PP | No fixtures in this room
0021 | Kenney Gymnasium | 1406 Springfield Ave | Owned | Yes | On | No | 01 | 0208B | 402.75 | 100 | University Laboratory HS | NBNB0223 | 52510 | Athletic_Physical Education Service - Shower Room | No | PP | No fixtures in this room
0021 | Kenney Gymnasium | 1406 Springfield Ave | Owned | Yes | On | No | 01 | 0208C | 1178.8 | 100 | University Laboratory HS | NBNB0223 | 52505 | Athletic_Physical Education Service - Locker Room | No | PP | No fix]
0021 | Kenney Gymnasium | 1406 Springfield Ave | Owned | Yes | On | No | 01 | 0215A | 124.24 | 100 | Intercollegiate Athletics | NUNU0336 | 52510 | Athletic_Physical Education Service - Shower Room | No | PP | No fixtures in this room
0021 | Kenney Gymnasium | 1406 Springfield Ave | Owned | Yes | On | No | 01 | 0216A | 35.1 | 100 | NA | NA | XXX04 | Women's Public Restroom | No | PP |  | N | N | Y | [24 empty] | No aerator | [13 empty] | 3.5
0023 | Illini Union | 1401 W Green St | Owned | No | On | Yes | 00 | 0010 | 106 | 20 | Illini Union | NQNQ0389 | 63505 | Food Facility Service - Locker Room | Shared | DEPT |  | N | N | Y | N | Y | N | N | Y | N | [18 empty] | ? | [13 empty] | 3 | 3.5 | 1.6 | 1.6
0023 | Illini Union | 1401 W Green St | Owned | No | On | Yes | 00 | 0011 | 84.4 | 20 | Illini Union | NQNQ0389 | 63505 | Food Facility Service - Locker Room | Shared | DEPT |  | N | N | Y | N | N | Y | N | N | Y | [18 empty] | ? | 1.5 | 1.5 | [11 empty] | 1.5 | 1.5 | 1.5
0023 | Illini Union | 1401 W Green St | Owned | No | On | Yes | 00 | 0037 | 42.35 | 100 | NA | NA | XXX03 | Men's Public Restroom | No | DEPT
0023 | Illini Union | 1401 W Green St | Owned | No | On | Yes | 00 | 0062 | 321.66 | 100 | NA | NA | XXX03 | Men's Public Restroom | No | DEPT |  | N | N | Y | N | N | Y | N | N | Y | N | N | Y | [16 empty] | 1 | 1 | 1 | 1 | 1 | 1 | [7 empty] | 1.6 | 1.6 | 1.6 | 1.6
0023 | Illini Union | 1401 W Green St | Owned | No | On | Yes | 00 | 0087 | 387.15 | 100 | NA | NA | XXX04 | Women's Public Restroom | No | DEPT |  | N | N | Y | N | N | Y | N | N | Y | N | N | Y | N | N | Y | [26 empty] | 1.6 | 1.6 | 1.6 | 1.6
0023 | Illini Union | 1401 W Green St | Owned | No | On | Yes | 00 | 0010A | 6.24 | 20 | Illini Union | NQNQ0389 | 63505 | Food Facility Service - Locker Room | Shared | DEPT |  | N | N | Y | N | N | Y | [35 empty] | 3.5 | 3.5 | 3.5
0023 | Illini Union | 1401 W Green St | Owned | No | On | Yes | 00 | 0011A | 10.93 | 20 | Illini Union | NQNQ0389 | 63505 | Food Facility Service - Locker Room | Shared | DEPT
0023 | Illini Union | 1401 W Green St | Owned | No | On | Yes | 00 | 0035B | 218.13 | 100 | NA | NA | XXX04 | Women's Public Restroom | No | DEPT
0023 | Illini Union | 1401 W Green St | Owned | No | On | Yes | 00 | 0037B | 217.27 | 100 | NA | NA | XXX03 | Men's Public Restroom | No | DEPT |  | N | N | Y | N | N | Y | N | N | Y | N | N | Y | [16 empty] | 1.6 | 1.6 | 1.6 | 1.6 | [9 empty] | 3.5 | 3.5 | 3.5
0023 | Illini Union | 1401 W Green St | Owned | No | On | Yes | 00 | 0062B | 48.19 | 100 | NA | NA | XXX03 | Men's Public Restroom | No | DEPT
0023 | Illini Union | 1401 W Green St | Owned | No | On | Yes | 01 | 0163 | 165.74 | 100 | NA | NA | XXX03 | Men's Public Restroom | No | DEPT |  | N | N | Y | N | N | Y | N | N | Y | N | N | Y | [15 empty] | ? | 1 | 1 | 1 | 1 | [9 empty] | 1.6 | 1.6 | 1.6
0023 | Illini Union | 1401 W Green St | Owned | No | On | Yes | 01 | 0164 | 149.83 | 100 | NA | NA | XXX04 | Women's Public Restroom | No | DEPT |  | N | N | Y | N | N | Y | N | N | Y | N | N | Y | [15 empty] | ? | [13 empty] | 1.6 | 1.6 | 1.6 | 1.6 | 1.6
0023 | Illini Union | 1401 W Green St | Owned | No | On | Yes | 01 | 0178 | 200.17 | 100 | NA | NA | XXX04 | Women's Public Restroom | No | DEPT |  | N | N | Y | N | N | Y | N | N | Y | N | N | Y | N | N | Y | [12 empty] | 2.0 GPM | [13 empty] | 1.6 | 1.6 | 1.6 | 1.6 | 1.6
0023 | Illini Union | 1401 W Green St | Owned | No | On | Yes | 01 | 0179 | 186.91 | 100 | NA | NA | XXX03 | Men's Public Restroom | No | DEPT |  | N | N | Y | N | N | Y | N | N | Y | N | N | Y | [15 empty] | 2.0 GPM | 1 | 1 | 1 | [10 empty] | 1.6 | 1.6
0023 | Illini Union | 1401 W Green St | Owned | No | On | Yes | 01 | 0106A | 74.75 | 100 | NA | NA | XXX03 | Men's Public Restroom | No | DEPT
0023 | Illini Union | 1401 W Green St | Owned | No | On | Yes | 01 | 0106B | 76.88 | 100 | NA | NA | XXX04 | Women's Public Restroom | No | DEPT
0023 | Illini Union | 1401 W Green St | Owned | No | On | Yes | 01 | 0163A | 49.7 | 100 | NA | NA | XXX03 | Men's Public Restroom | No | DEPT
0023 | Illini Union | 1401 W Green St | Owned | No | On | Yes | 01 | 0164A | 32.5 | 100 | NA | NA | XXX04 | Women's Public Restroom | No | DEPT
0023 | Illini Union | 1401 W Green St | Owned | No | On | Yes | 01 | 0178A | 39.56 | 100 | NA | NA | XXX04 | Women's Public Restroom | No | DEPT
0023 | Illini Union | 1401 W Green St | Owned | No | On | Yes | 01 | 0179A | 29.56 | 100 | NA | NA | XXX03 | Men's Public Restroom | No | DEPT
0023 | Illini Union | 1401 W Green St | Owned | No | On | Yes | 02 | 0216 | 154.17 | 100 | NA | NA | XXX04 | Women's Public Restroom | No | DEPT
0023 | Illini Union | 1401 W Green St | Owned | No | On | Yes | 02 | 0219 | 234.68 | 100 | NA | NA | XXX03 | Men's Public Restroom | No | DEPT
0023 | Illini Union | 1401 W Green St | Owned | No | On | Yes | 02 | 0274 | 45.6 | 100 | NA | NA | XXX04 | Women's Public Restroom | No | DEPT
0023 | Illini Union | 1401 W Green St | Owned | No | On | Yes | 02 | 0278 | 45.6 | 100 | NA | NA | XXX03 | Men's Public Restroom | No | DEPT
0023 | Illini Union | 1401 W Green St | Owned | No | On | Yes | 02 | 0216B | 295.33 | 100 | NA | NA | XXX04 | Women's Public Restroom | No | DEPT
0023 | Illini Union | 1401 W Green St | Owned | No | On | Yes | 02 | 0219B | 55.19 | 100 | NA | NA | XXX03 | Men's Public Restroom | No | DEPT
0023 | Illini Union | 1401 W Green St | Owned | No | On | Yes | 02 | 0274A | 206.35 | 100 | NA | NA | XXX04 | Women's Public Restroom | No | DEPT |  | N | Y | N | N | Y | N | N | Y | N | N | Y | N | N | Y | N | [12 empty] | ? | [13 empty] | 1.6 | 1.6 | 1.6 | 1.6 | 1.6 | 1.6 | 1.6
0023 | Illini Union | 1401 W Green St | Owned | No | On | Yes | 02 | 0278A | 198.67 | 100 | NA | NA | XXX03 | Men's Public Restroom | No | DEPT |  | N | Y | N | N | Y | N | N | Y | N | N | Y | N | N | Y | N | [12 empty] | ? | 1 | 1 | 1 | 1 | [9 empty] | 1.6 | 1.6 | 1.6 | 1.6 | 1.6
0023 | Illini Union | 1401 W Green St | Owned | No | On | Yes | 03 | 0318 | 225.92 | 100 | NA | NA | XXX04 | Women's Public Restroom | No | DEPT |  | N | N | Y | N | N | Y | N | N | Y | N | N | Y | N | N | Y | [12 empty] | ? | [13 empty] | 1.6 | 1.6 | 1.6 | 1.6 | 1.6
0023 | Illini Union | 1401 W Green St | Owned | No | On | Yes | 03 | 0319A | 230.73 | 100 | NA | NA | XXX03 | Men's Public Restroom | No | DEPT |  | N | N | Y | N | N | Y | N | N | Y | [18 empty] | ? | 1 | 1 | 1 | [10 empty] | 1.6 | 1.6 | 1.6 | 1.6 | 1.6
0023 | Illini Union | 1401 W Green St | Owned | No | On | Yes | 04 | 0410 | 224.34 | 100 | NA | NA | XXX03 | Men's Public Restroom | No | DEPT |  | N | N | Y | N | N | Y | N | N | Y | [18 empty] | ? | 1 | 1 | 1 | [10 empty] | 1.6 | 1.6
0023 | Illini Union | 1401 W Green St | Owned | No | On | Yes | 04 | 0411 | 250.59 | 100 | NA | NA | XXX04 | Women's Public Restroom | No | DEPT |  | N | Y | N | N | Y | N | N | Y | N | [18 empty] | ? | [13 empty] | 1.6 | 1.6 | 1.6 | 1.6
0024 | Newmark Civil Engineering Building | 205 N Mathews Ave | Owned | Yes | On | No | 00 | B0101 | 257.53 | 100 | NA | NA | XXX03 | Men's Public Restroom | No | PP
0024 | Newmark Civil Engineering Building | 205 N Mathews Ave | Owned | Yes | On | No | 00 | B0136 | 410.74 | 100 | NA | NA | XXX03 | Men's Public Restroom | No | PP
0024 | Newmark Civil Engineering Building | 205 N Mathews Ave | Owned | Yes | On | No | 00 | B0202 | 232.87 | 100 | NA | NA | XXX04 | Women's Public Restroom | No | PP
0024 | Newmark Civil Engineering Building | 205 N Mathews Ave | Owned | Yes | On | No | 01 | 1115 | 58.71 | 100 | NA | NA | XXX03 | Men's Public Restroom | No | PP
0024 | Newmark Civil Engineering Building | 205 N Mathews Ave | Owned | Yes | On | No | 01 | 1303 | 161.05 | 100 | NA | NA | XXX03 | Men's Public Restroom | No | PP
0024 | Newmark Civil Engineering Building | 205 N Mathews Ave | Owned | Yes | On | No | 01 | 1304 | 182.81 | 100 | NA | NA | XXX04 | Women's Public Restroom | No | PP
0024 | Newmark Civil Engineering Building | 205 N Mathews Ave | Owned | Yes | On | No | 01 | 1109A | 69.87 | 100 | NA | NA | XXX04 | Women's Public Restroom | No | PP
0024 | Newmark Civil Engineering Building | 205 N Mathews Ave | Owned | Yes | On | No | 01 | 1236C | 44.95 | 100 | NA | NA | XXX05 | All-Gender Public Restroom | No | PP
0024 | Newmark Civil Engineering Building | 205 N Mathews Ave | Owned | Yes | On | No | 01 | 1236D | 40.14 | 100 | NA | NA | XXX05 | All-Gender Public Restroom | No | PP
0024 | Newmark Civil Engineering Building | 205 N Mathews Ave | Owned | Yes | On | No | 02 | 2102 | 141.33 | 100 | NA | NA | XXX04 | Women's Public Restroom | No | PP
0024 | Newmark Civil Engineering Building | 205 N Mathews Ave | Owned | Yes | On | No | 02 | 2133 | 56.61 | 100 | NA | NA | XXX03 | Men's Public Restroom | No | PP
0024 | Newmark Civil Engineering Building | 205 N Mathews Ave | Owned | Yes | On | No | 02 | 2156 | 208.92 | 100 | NA | NA | XXX04 | Women's Public Restroom | No | PP
0024 | Newmark Civil Engineering Building | 205 N Mathews Ave | Owned | Yes | On | No | 02 | 2203 | 143.78 | 100 | NA | NA | XXX03 | Men's Public Restroom | No | PP
0024 | Newmark Civil Engineering Building | 205 N Mathews Ave | Owned | Yes | On | No | 02 | 2303 | 140.11 | 100 | NA | NA | XXX03 | Men's Public Restroom | No | PP
0024 | Newmark Civil Engineering Building | 205 N Mathews Ave | Owned | Yes | On | No | 02 | 2304 | 182.63 | 100 | NA | NA | XXX04 | Women's Public Restroom | No | PP
0024 | Newmark Civil Engineering Building | 205 N Mathews Ave | Owned | Yes | On | No | 03 | 3102 | 130.99 | 100 | NA | NA | XXX04 | Women's Public Restroom | No | PP
0024 | Newmark Civil Engineering Building | 205 N Mathews Ave | Owned | Yes | On | No | 03 | 3133 | 56.61 | 100 | NA | NA | XXX03 | Men's Public Restroom | No | PP
0024 | Newmark Civil Engineering Building | 205 N Mathews Ave | Owned | Yes | On | No | 03 | 3162 | 248.78 | 100 | NA | NA | XXX04 | Women's Public Restroom | No | PP
0024 | Newmark Civil Engineering Building | 205 N Mathews Ave | Owned | Yes | On | No | 03 | 3203 | 143.78 | 100 | NA | NA | XXX03 | Men's Public Restroom | No | PP
0024 | Newmark Civil Engineering Building | 205 N Mathews Ave | Owned | Yes | On | No | 03 | 3302 | 140.22 | 100 | NA | NA | XXX03 | Men's Public Restroom | No | PP
0024 | Newmark Civil Engineering Building | 205 N Mathews Ave | Owned | Yes | On | No | 03 | 3303 | 182.36 | 100 | NA | NA | XXX04 | Women's Public Restroom | No | PP
0024 | Newmark Civil Engineering Building | 205 N Mathews Ave | Owned | Yes | On | No | 04 | 4102 | 67.44 | 100 | NA | NA | XXX03 | Men's Public Restroom | No | PP
0024 | Newmark Civil Engineering Building | 205 N Mathews Ave | Owned | Yes | On | No | 04 | 4133 | 100.21 | 100 | NA | NA | XXX04 | Women's Public Restroom | No | PP
0024 | Newmark Civil Engineering Building | 205 N Mathews Ave | Owned | Yes | On | No | 04 | 4134 | 24.56 | 100 | NA | NA | XXX04 | Women's Public Restroom | No | PP
0024 | Newmark Civil Engineering Building | 205 N Mathews Ave | Owned | Yes | On | No | 04 | 4135 | 56.97 | 100 | NA | NA | XXX03 | Men's Public Restroom | No | PP
0024 | Newmark Civil Engineering Building | 205 N Mathews Ave | Owned | Yes | On | No | 04 | 4154 | 184.94 | 100 | NA | NA | XXX03 | Men's Public Restroom | No | PP
0024 | Newmark Civil Engineering Building | 205 N Mathews Ave | Owned | Yes | On | No | 04 | 4203 | 112.98 | 100 | NA | NA | XXX04 | Women's Public Restroom | No | PP
0025 | Harker Hall | 1305 W Green St | Owned | Yes | On | No | 01 | 0115 | 100.15 | 100 | NA | NA | XXX04 | Women's Public Restroom | No | PP |  | N | N | N | [24 empty] | Widespread | [13 empty] | 3.5
0025 | Harker Hall | 1305 W Green St | Owned | Yes | On | No | 01 | 0116 | 62.27 | 100 | NA | NA | XXX03 | Men's Public Restroom | No | PP |  | N | N | N | [24 empty] | Widespread | [13 empty] | 3.5
0025 | Harker Hall | 1305 W Green St | Owned | Yes | On | No | 02 | 0215 | 96.54 | 100 | NA | NA | XXX04 | Women's Public Restroom | No | PP |  | N | Y | N | [24 empty] | ? | [13 empty] | 3.5 | 3.5
0025 | Harker Hall | 1305 W Green St | Owned | Yes | On | No | 02 | 0216 | 93.58 | 100 | NA | NA | XXX03 | Men's Public Restroom | No | PP |  | Y | Y | N | [24 empty] | ? | 1.5 | [12 empty] | 3.5
0025 | Harker Hall | 1305 W Green St | Owned | Yes | On | No | 03 | 0315 | 96.54 | 100 | NA | NA | XXX04 | Women's Public Restroom | No | PP |  | Y | Y | N | [24 empty] | ? | [13 empty] | 3.5 | 3.5
0025 | Harker Hall | 1305 W Green St | Owned | Yes | On | No | 03 | 0316 | 93.58 | 100 | NA | NA | XXX03 | Men's Public Restroom | No | PP |  | Y | Y | N | [24 empty] | ? | 1.5 | [12 empty] | 3.5
0025 | Harker Hall | 1305 W Green St | Owned | Yes | On | No | 04 | 0415 | 99.86 | 100 | NA | NA | XXX04 | Women's Public Restroom | No | PP |  | N | N | N | [24 empty] | Widespread | [13 empty] | 3.5 | 3.5
0025 | Harker Hall | 1305 W Green St | Owned | Yes | On | No | 04 | 0416 | 98.55 | 100 | NA | NA | XXX03 | Men's Public Restroom | No | PP |  | N | N | N | [24 empty] | Widespread | 1.5 | [12 empty] | 3.5
0026 | Altgeld Hall | 1409 W Green St | Owned | Yes | On | No | 01 | 0115 | 194.08 | 100 | NA | NA | XXX04 | Women's Public Restroom | No | PP |  | Y | Y | N | [24 empty] | ? | [13 empty] | 3.5 | 3.5 | 3.5 | 3.5 | [9 empty] | WC 4 ADA, Handles
0026 | Altgeld Hall | 1409 W Green St | Owned | Yes | On | No | 01 | 0119 | 183.95 | 100 | NA | NA | XXX03 | Men's Public Restroom | No | PP |  | N | Y | N | N | Y | N | [21 empty] | ? | 0.125 | 3.5 | [10 empty] | UR 2 ADA | 3.5 | [12 empty] | ADA, Handles
0026 | Altgeld Hall | 1409 W Green St | Owned | Yes | On | No | 01 | 0163 | 207.39 | 100 | NA | NA | XXX03 | Men's Public Restroom | No | PP |  | N | N | Y | N | N | Y | [21 empty] | ? , both cold only faucet | 3.5 | 3.5 | 3.5 | 3.5 | [8 empty] | 3.5 | 3.5 | 3.5
0026 | Altgeld Hall | 1409 W Green St | Owned | Yes | On | No | 02 | 0240 | 82.48 | 100 | NA | NA | XXX03 | Men's Public Restroom | No | PP |  | N | Y | N | [24 empty] | ? | 1.6 | [11 empty] | Handle | 3.5 | [12 empty] | Handle
0026 | Altgeld Hall | 1409 W Green St | Owned | Yes | On | No | 02 | 0266 | 155.34 | 100 | NA | NA | XXX04 | Women's Public Restroom | No | PP |  | N | N | Y | [24 empty] | ? | [13 empty] | 3.5 | 3.5 | [11 empty] | Handle
0026 | Altgeld Hall | 1409 W Green St | Owned | Yes | On | No | 03 | 0307 | 153.3 | 100 | NA | NA | XXX03 | Men's Public Restroom | No | PP |  | N | Y | N | [24 empty] | ? | 0.125 | [11 empty] | Sensor | 3.5 | 3.5
0026 | Altgeld Hall | 1409 W Green St | Owned | Yes | On | No | 03 | 0325 | 177.78 | 100 | NA | NA | XXX04 | Women's Public Restroom | No | PP |  | N | N | Y | N | N | Y | [21 empty] | ? | [13 empty] | 3.5 | 3.5
0026 | Altgeld Hall | 1409 W Green St | Owned | Yes | On | No | 03 | 0364 | 110.13 | 100 | NA | NA | XXX03 | Men's Public Restroom | No | PP |  | N | N | Y | [24 empty] | ? | 1.6 | 1.6 | [10 empty] | Handle | 3.5 | 3.5 | [11 empty] | Handle
0027 | Lincoln Hall | 702 S Wright St | Owned | Yes | On | No | 01 | 1023 | 337.56 | 100 | NA | NA | XXX04 | Women's Public Restroom | No | PP |  | Y | N | N | Y | N | N | Y | N | N | Y | N | N | [15 empty] | 1 hole sensor, ADA | [13 empty] | 3.5 | 3.5 | 3.5 | 3.5 | 3.5 | 3.5 | 3.5 | 3.5 | [5 empty] | 2 are ADA
0027 | Lincoln Hall | 702 S Wright St | Owned | Yes | On | No | 01 | 1029 | 439.65 | 100 | NA | NA | XXX03 | Men's Public Restroom | No | PP |  | Y | N | N | Y | N | N | Y | N | N | Y | N | N | Y | N | N | [12 empty] | 1 hole sensor,1 ADA | 0.125 | 0.125 | 0.125 | 0.125 | 0.125 | [7 empty] | Sensor | 3.5 | 3.5 | 3.5 | 3.5 | 3.5 | [8 empty] | WC1 ADA
0027 | Lincoln Hall | 702 S Wright St | Owned | Yes | On | No | 01 | 1063 | 462 | 100 | NA | NA | XXX04 | Women's Public Restroom | No | PP |  | Y | N | N | Y | N | N | Y | N | N | Y | N | N | Y | N | N | [12 empty] | 1 hole sensor, LAV1 ADA | [13 empty] | 3.5 | 3.5 | 3.5 | 3.5 | 3.5 | 3.5 | 3.5 | 3.5 | 3.5 |  |  |  |  | 2 ADA, all handle flush
0027 | Lincoln Hall | 702 S Wright St | Owned | Yes | On | No | 01 | 1067 | 300.73 | 100 | NA | NA | XXX03 | Men's Public Restroom | No | PP |  | Y | N | N | Y | N | N | Y | N | N | Y | N | N | [15 empty] | 1 hole sensor, LAV1 ADA | 0.125 | 0.125 | 0.125 | 0.125 | [8 empty] | Sensor, 1 is ADA | 3.5 | 3.5 | 3.5 | 3.5 | [9 empty] | WC1 ADA, handle flush
0027 | Lincoln Hall | 702 S Wright St | Owned | Yes | On | No | 02 | 2029 | 117 | 100 | NA | NA | XXX03 | Men's Public Restroom | No | PP | No access
0027 | Lincoln Hall | 702 S Wright St | Owned | Yes | On | No | 02 | 2031 | 117 | 100 | NA | NA | XXX04 | Women's Public Restroom | No | PP | No access
0027 | Lincoln Hall | 702 S Wright St | Owned | Yes | On | No | 02 | 2055 | 120.24 | 100 | NA | NA | XXX04 | Women's Public Restroom | No | PP |  | Y | N | N | Y | N | N | [21 empty] | 1 hole sensor, LAV1 ADA | [13 empty] | 3.5 | 3.5 | [11 empty] | WC 1 ADA, handles
0027 | Lincoln Hall | 702 S Wright St | Owned | Yes | On | No | 02 | 2057 | 120.23 | 100 | NA | NA | XXX03 | Men's Public Restroom | No | PP |  | Y | N | N | Y | N | N | [21 empty] | 1 hole sensor, LAV1 ADA | 0.125 | [11 empty] | Sensor, 1 is ADA | 3.5 | [12 empty] | WC 1 ADA, handles
0027 | Lincoln Hall | 702 S Wright St | Owned | Yes | On | No | 03 | 3013 | 116.99 | 100 | NA | NA | XXX03 | Men's Public Restroom | No | PP | No access
0027 | Lincoln Hall | 702 S Wright St | Owned | Yes | On | No | 03 | 3015 | 116.98 | 100 | NA | NA | XXX04 | Women's Public Restroom | No | PP | No access
0027 | Lincoln Hall | 702 S Wright St | Owned | Yes | On | No | 03 | 3065 | 120.23 | 100 | NA | NA | XXX04 | Women's Public Restroom | No | PP |  | Y | N | N | Y | N | N | [21 empty] | 1 hole sensor, LAV1 ADA | [13 empty] | 3.5 | 3.5 | [11 empty] | WC 1 ADA, handles
0027 | Lincoln Hall | 702 S Wright St | Owned | Yes | On | No | 03 | 3067 | 120.22 | 100 | NA | NA | XXX03 | Men's Public Restroom | No | PP |  | Y | N | N | Y | N | N | [21 empty] | 1 hole sensor, LAV1 ADA | 0.125 | [11 empty] | Sensor, 1 is ADA | 3.5 | [12 empty] | WC 1 ADA, handles
0027 | Lincoln Hall | 702 S Wright St | Owned | Yes | On | No | 04 | 4009 | 117 | 100 | NA | NA | XXX04 | Women's Public Restroom | No | PP | No access
0027 | Lincoln Hall | 702 S Wright St | Owned | Yes | On | No | 04 | 4011 | 117 | 100 | NA | NA | XXX04 | Women's Public Restroom | No | PP | No access
0027 | Lincoln Hall | 702 S Wright St | Owned | Yes | On | No | 04 | 4065 | 120.26 | 100 | NA | NA | XXX04 | Women's Public Restroom | No | PP | No access
0027 | Lincoln Hall | 702 S Wright St | Owned | Yes | On | No | 04 | 4067 | 119.88 | 100 | NA | NA | XXX04 | Women's Public Restroom | No | PP | No access
0029 | Mechanical Engineering Laboratory | 105 S Mathews Ave | Owned | Yes | On | No | 01 | 1134 | 158.5 | 100 | NA | NA | XXX04 | Women's Public Restroom | No | PP |  | Y | Y | N | Y | Y | N | [21 empty] | 1.0 GPM | [13 empty] | 1.6 | 1.6
0029 | Mechanical Engineering Laboratory | 105 S Mathews Ave | Owned | Yes | On | No | 01 | 1138 | 251.99 | 100 | NA | NA | XXX03 | Men's Public Restroom | No | PP |  | Y | Y | N | Y | Y | N | Y | Y | N | [18 empty] | 1.0 GPM | 1 | 1 | [11 empty] | 1.6 | 1.6
0029 | Mechanical Engineering Laboratory | 105 S Mathews Ave | Owned | Yes | On | No | 01 | 1229 | 155.75 | 100 | NA | NA | XXX04 | Women's Public Restroom | No | PP |  | N | Y | N | N | Y | N | [21 empty] | 2.2 GPM | [13 empty] | 1.6 | 1.6
0029 | Mechanical Engineering Laboratory | 105 S Mathews Ave | Owned | Yes | On | No | 01 | 1231 | 162.48 | 100 | NA | NA | XXX03 | Men's Public Restroom | No | PP |  | N | Y | N | N | Y | N | [21 empty] | 2.2 GPM | 1 | [12 empty] | 1.6
0029 | Mechanical Engineering Laboratory | 105 S Mathews Ave | Owned | Yes | On | No | 01 | 1422 | 146.43 | 100 | NA | NA | XXX04 | Women's Public Restroom | No | PP |  | Y | Y | N | Y | Y | N | [21 empty] | .5 GPM | [13 empty] | 3.5 | 3.5
0029 | Mechanical Engineering Laboratory | 105 S Mathews Ave | Owned | Yes | On | No | 01 | 1424 | 119.12 | 100 | NA | NA | XXX03 | Men's Public Restroom | No | PP |  | Y | Y | N | Y | Y | N | [21 empty] | 1.0 GPM | 1.6 | [12 empty] | 3.5
0029 | Mechanical Engineering Laboratory | 105 S Mathews Ave | Owned | Yes | On | No | 02 | 2229 | 149.51 | 100 | NA | NA | XXX04 | Women's Public Restroom | No | PP |  | Y | Y | N | Y | Y | N | [21 empty] | 1.0 GPM | [13 empty] | 1.6
0029 | Mechanical Engineering Laboratory | 105 S Mathews Ave | Owned | Yes | On | No | 02 | 2231 | 155.49 | 100 | NA | NA | XXX03 | Men's Public Restroom | No | PP |  | Y | Y | N | Y | Y | N | [21 empty] | 1.0 GPM | 1 | [12 empty] | 1.6
0029 | Mechanical Engineering Laboratory | 105 S Mathews Ave | Owned | Yes | On | No | 02 | 2321 | 171.19 | 100 | NA | NA | XXX03 | Men's Public Restroom | No | PP |  | Y | Y | N | Y | Y | N | Y | Y | N | [18 empty] | .5 GPM | 1 | [12 empty] | 1.6 | 1.6
0029 | Mechanical Engineering Laboratory | 105 S Mathews Ave | Owned | Yes | On | No | 02 | 2323 | 166.34 | 100 | NA | NA | XXX04 | Women's Public Restroom | No | PP |  | N | Y | N | Y | Y | N | N | Y | N | [18 empty] | Lav 1 no aerator, Lav 2 .5 GPM, Lav 3 no aerator | [13 empty] | 1.6 | 1.6 | 1.6
0029 | Mechanical Engineering Laboratory | 105 S Mathews Ave | Owned | Yes | On | No | 03 | 0354 | 144.51 | 100 | NA | NA | XXX04 | Women's Public Restroom | No | PP |  | N | N | Y | N | N | Y | [21 empty] | No aerators | [13 empty] | 3.5 | 3.5
0029 | Mechanical Engineering Laboratory | 105 S Mathews Ave | Owned | Yes | On | No | 04 | 4422 | 117.91 | 100 | NA | NA | XXX03 | Men's Public Restroom | No | PP |  | Y | Y | N | Y | Y | N | [21 empty] | .5 GPM | [13 empty] | 1.6 | 1.6
0032 | Natural History Building | 1301 W Green St | Owned | Yes | On | No | 01 | 1013 | 30.47 | 100 | NA | NA | XXX03 | Men's Public Restroom | No | PP |  | Y | N | N | Y | N | N | Y | N | N | Y | N | N | [15 empty] | 1 hole | [13 empty] | 1.28 | 1.28 | 1.28 | 1.28 | 1.28 | 1.28 | 1.28 | 1.28 | 1.28 | 1.28
0032 | Natural History Building | 1301 W Green St | Owned | Yes | On | No | 01 | 1081 | 30.22 | 100 | NA | NA | XXX04 | Women's Public Restroom | No | PP |  | Y | N | N | Y | N | N | Y | N | N | Y | N | N | [15 empty] | 1 hole | 0.5 | 0.5 | 0.5 | [10 empty] | 1.28 | 1.28 | 1.28
0032 | Natural History Building | 1301 W Green St | Owned | Yes | On | No | 01 | 1013A | 238.36 | 100 | NA | NA | XXX03 | Men's Public Restroom | No | PP
0032 | Natural History Building | 1301 W Green St | Owned | Yes | On | No | 01 | 1081A | 236.34 | 100 | NA | NA | XXX04 | Women's Public Restroom | No | PP
0032 | Natural History Building | 1301 W Green St | Owned | Yes | On | No | 02 | 2009 | 360.25 | 100 | NA | NA | XXX04 | Women's Public Restroom | No | PP |  | Y | N | N | Y | N | N | Y | N | N | Y | N | N | [15 empty] | 1 hole | [13 empty] | 1.28 | 1.28 | 1.28 | 1.28 | 1.28 | 1.28 | 1.28 | 1.28 | 1.28 | 1.28
0032 | Natural History Building | 1301 W Green St | Owned | Yes | On | No | 02 | 2069 | 123.19 | 100 | NA | NA | XXX06 | Public Lactation Room | No | PP |  | Y | N | N | Y | N | N | Y | N | N | Y | N | N | Y | N | N | [12 empty] | 1 hole | 0.5 | 0.5 | 0.5 | 0.5 | 0.5 | [8 empty] | 1.28 | 1.28 | 1.28 | 1.28 | 1.28
0032 | Natural History Building | 1301 W Green St | Owned | Yes | On | No | 02 | 2085 | 369.2 | 100 | NA | NA | XXX03 | Men's Public Restroom | No | PP
0032 | Natural History Building | 1301 W Green St | Owned | Yes | On | No | 03 | 3009 | 361.57 | 100 | NA | NA | XXX04 | Women's Public Restroom | No | PP |  | Y | N | N | Y | N | N | Y | N | N | Y | N | N | [15 empty] | 1 hole | [13 empty] | 1.28 | 1.28 | 1.28 | 1.28 | 1.28 | 1.28 | 1.28 | 1.28 | 1.28 | 1.28
0032 | Natural History Building | 1301 W Green St | Owned | Yes | On | No | 03 | 3091 | 59.82 | 100 | NA | NA | XXX05 | All-Gender Public Restroom | No | PP |  | Y | N | N | Y | N | N | Y | N | N | Y | N | N | Y | N | N | [12 empty] | 1 hole | 0.5 | 0.5 | 0.5 | 0.5 | 0.5 | [8 empty] | 1.28 | 1.28 | 1.28 | 1.28 | 1.28
0032 | Natural History Building | 1301 W Green St | Owned | Yes | On | No | 03 | 3093 | 377.79 | 100 | NA | NA | XXX03 | Men's Public Restroom | No | PP
0032 | Natural History Building | 1301 W Green St | Owned | Yes | On | No | 04 | 4011 | 353.61 | 100 | NA | NA | XXX04 | Women's Public Restroom | No | PP |  | Y | N | N | Y | N | N | Y | N | N | Y | N | N | [15 empty] | 1 hole | [13 empty] | 1.28 | 1.28 | 1.28 | 1.28 | 1.28 | 1.28 | 1.28 | 1.28 | 1.28 | 1.28
0032 | Natural History Building | 1301 W Green St | Owned | Yes | On | No | 04 | 4071 | 361.95 | 100 | NA | NA | XXX03 | Men's Public Restroom | No | PP |  | Y | N | N | Y | N | N | Y | N | N | Y | N | N | Y | N | N | [12 empty] | 1 hole | 0.5 | 0.5 | 0.5 | 0.5 | 0.5 | [8 empty] | 1.28 | 1.28 | 1.28 | 1.28 | 1.28
0033 | Observatory | 901 S Mathews Ave | Owned | Yes | On | No | 01 | 0111 | 85.76 | 100 | NA | NA | XXX03 | Men's Public Restroom | No | PP |  | N | Y | N | [24 empty] | ? | 0.125 | [12 empty] | 1.28
0033 | Observatory | 901 S Mathews Ave | Owned | Yes | On | No | 01 | 0113 | 106.34 | 100 | NA | NA | XXX04 | Women's Public Restroom | No | PP |  | N | Y | N | N | Y | N | [21 empty] | ? | [13 empty] | 1.28 | 1.28
0033 | Observatory | 901 S Mathews Ave | Owned | Yes | On | No | 01 | 0126 | 26.09 | 100 | NA | NA | XXX05 | All-Gender Public Restroom | No | PP
0034 | Materials Science and Engineering Building | 1304 W Green St | Owned | Yes | On | No | 01 | 0118 | 174.97 | 100 | NA | NA | XXX03 | Men's Public Restroom | No | PP |  | Y | N | N | Y | N | N | Y | N | N | [18 empty] | .5 GPM Single hole faucets | 1 | 1 | [11 empty] | 1.28 | 1.28
0034 | Materials Science and Engineering Building | 1304 W Green St | Owned | Yes | On | No | 01 | 0109B | 178.21 | 100 | NA | NA | XXX04 | Women's Public Restroom | No | PP |  | Y | N | N | Y | N | N | Y | N | N | [18 empty] | .5 GPM Single hole faucets | [13 empty] | 1.28 | 1.28 | 1.28
0034 | Materials Science and Engineering Building | 1304 W Green St | Owned | Yes | On | No | 02 | 0218 | 184.78 | 100 | NA | NA | XXX03 | Men's Public Restroom | No | PP |  | Y | N | N | Y | N | N | Y | N | N | [18 empty] | .5 GPM Single hole faucets | 1 | 1 | [11 empty] | 1.28 | 1.28
0034 | Materials Science and Engineering Building | 1304 W Green St | Owned | Yes | On | No | 02 | 0225 | 176.48 | 100 | NA | NA | XXX04 | Women's Public Restroom | No | PP |  | Y | N | N | Y | N | N | Y | N | N | [18 empty] | .5 GPM Single hole faucets | [13 empty] | 1.28 | 1.28 | 1.28
0034 | Materials Science and Engineering Building | 1304 W Green St | Owned | Yes | On | No | 03 | 0316 | 163.33 | 100 | NA | NA | XXX04 | Women's Public Restroom | No | PP |  | Y | Y | N | [24 empty] | 1.0 GPM No hot water in this bathroom | [13 empty] | 3.5 | 3.5
0034 | Materials Science and Engineering Building | 1304 W Green St | Owned | Yes | On | No | 03 | 0323 | 161.7 | 100 | NA | NA | XXX03 | Men's Public Restroom | No | PP |  | Y | N | Y | Y | N | Y | [21 empty] | .5 GPM | 1 | [12 empty] | 1.6 | 1.6 | [11 empty] | Stall door on right hits water closet
0034 | Materials Science and Engineering Building | 1304 W Green St | Owned | Yes | On | No | 04 | 4117 | 188.48 | 100 | NA | NA | XXX03 | Men's Public Restroom | No | PP |  | Y | N | Y | Y | N | Y | [21 empty] | .5 GPM | 1 | [12 empty] | 1.28 | 1.28
0034 | Materials Science and Engineering Building | 1304 W Green St | Owned | Yes | On | No | 04 | 4119 | 247.77 | 100 | NA | NA | XXX04 | Women's Public Restroom | No | PP |  | Y | N | Y | Y | N | Y | [21 empty] | .5 GPM | [13 empty] | 1.28 | 1.28 | 1.28
0037 | Everitt Laboratory | 1406 W Green St | Owned | Yes | On | No | 00 | 0226 | 193.35 | 100 | NA | NA | XXX03 | Men's Public Restroom | No | PP |  | Y | N | N | Y | Y | N | Y | Y | N | Y | Y | N | [15 empty] | LAV1 Single hole faucet, .5 GPM | 1 | 1 | [11 empty] | 1.28 | 1.258
0037 | Everitt Laboratory | 1406 W Green St | Owned | Yes | On | No | 00 | 0234 | 287.5 | 100 | NA | NA | XXX04 | Women's Public Restroom | No | PP |  | Y | N | N | Y | Y | N | Y | Y | N | Y | Y | N | [15 empty] | LAV1 Single hole faucet, .5 GPM | [13 empty] | 1.28 | 1.28 | 1.28 | 1.28 | 1.28 | 1.28 | 1.28
0037 | Everitt Laboratory | 1406 W Green St | Owned | Yes | On | No | 00 | 0266 | 53.17 | 100 | NA | NA | XXX05 | All-Gender Public Restroom | No | PP |  | Y | N | N | [24 empty] | LAV1 Single hole faucet, .5 GPM | [13 empty] | 1.28 | [12 empty] | Has grab bars, entry door locks
0037 | Everitt Laboratory | 1406 W Green St | Owned | Yes | On | No | 01 | 1226 | 314.8 | 100 | NA | NA | XXX03 | Men's Public Restroom | No | PP |  | Y | N | N | Y | Y | N | Y | Y | N | Y | Y | N | Y | Y | N | [12 empty] | LAV1 Single hole faucet, .5 GPM | 1 | 1 | [11 empty] | 1.28 | 1.28 | 1.28
0037 | Everitt Laboratory | 1406 W Green St | Owned | Yes | On | No | 01 | 1234 | 346.35 | 100 | NA | NA | XXX04 | Women's Public Restroom | No | PP |  | Y | N | N | Y | Y | N | Y | Y | N | Y | Y | N | Y | Y | N | [12 empty] | LAV1 Single hole faucet, .5 GPM | [13 empty] | 1.28 | 1.28 | 1.28 | 1.28 | 1.28 | 1.28 | 1.28
0037 | Everitt Laboratory | 1406 W Green St | Owned | Yes | On | No | 02 | 2226 | 314.8 | 100 | NA | NA | XXX03 | Men's Public Restroom | No | PP |  | Y | N | N | Y | Y | N | Y | Y | N | Y | Y | N | Y | Y | N | [12 empty] | LAV1 Single hole faucet, .5 GPM | 1 | 1 | [11 empty] | 1.28 | 1.28
0037 | Everitt Laboratory | 1406 W Green St | Owned | Yes | On | No | 02 | 2234 | 346.35 | 100 | NA | NA | XXX04 | Women's Public Restroom | No | PP |  | Y | N | N | Y | Y | N | Y | Y | N | Y | Y | N | Y | Y | N | [12 empty] | LAV1 Single hole faucet, .5 GPM | [13 empty] | 1.28 | 1.28 | 1.28 | 1.28 | 1.28 | 1.28 | 1.28
0037 | Everitt Laboratory | 1406 W Green St | Owned | Yes | On | No | 03 | 3226 | 314.8 | 100 | NA | NA | XXX03 | Men's Public Restroom | No | PP |  | Y | N | N | Y | Y | N | Y | Y | N | Y | Y | N | Y | Y | N | [12 empty] | LAV1 Single hole faucet, .5 GPM | 1 | 1 | [11 empty] | 1.28 | 1.28 | 1.28
0037 | Everitt Laboratory | 1406 W Green St | Owned | Yes | On | No | 03 | 3234 | 346.35 | 100 | NA | NA | XXX04 | Women's Public Restroom | No | PP |  | Y | N | N | Y | Y | N | Y | Y | N | Y | Y | N | Y | Y | N | [12 empty] | LAV1 Single hole faucet, .5 GPM | [13 empty] | 1.28 | 1.28 | 1.28 | 1.28 | 1.28 | 1.28 | 1.28
0039 | Music Building | 1114 W Nevada St | Owned | Yes | On | No | 00 | 0201 | 244.66 | 100 | NA | NA | XXX04 | Women's Public Restroom | No | PP |  | Y | Y | N | Y | Y | N | Y | Y | N | [19 empty] | 0.5 | 0.5 | [11 empty] | 1.6 | 1.6 | 1.6
0039 | Music Building | 1114 W Nevada St | Owned | Yes | On | No | 00 | 0203 | 226.69 | 100 | NA | NA | XXX03 | Men's Public Restroom | No | PP |  | Y | Y | N | Y | Y | N | Y | Y | N | [32 empty] | 1.6 | 1.6 | 1.6 | 1.6 | 1.6
0039 | Music Building | 1114 W Nevada St | Owned | Yes | On | No | 01 | 1007 | 244.26 | 100 | NA | NA | XXX03 | Men's Public Restroom | No | PP |  | Y | Y | N | Y | Y | N | Y | Y | N | Y | Y | N | [29 empty] | 1.6 | 1.6 | 1.6 | 1.6 | 1.6
0039 | Music Building | 1114 W Nevada St | Owned | Yes | On | No | 01 | 1009 | 313.6 | 100 | NA | NA | XXX04 | Women's Public Restroom | No | PP |  | Y | Y | N | Y | Y | N | Y | Y | N | Y | Y | N | [16 empty] | 0.5 | 0.5 | 0.5 | [10 empty] | 1.6 | 1.6
0039 | Music Building | 1114 W Nevada St | Owned | Yes | On | No | 02 | 2201 | 116.87 | 100 | NA | NA | XXX04 | Women's Public Restroom | No | PP |  | Y | Y | N | Y | Y | N | [22 empty] | 0.5 | 0.5 | [11 empty] | 1.6
0039 | Music Building | 1114 W Nevada St | Owned | Yes | On | No | 02 | 2203 | 179.46 | 100 | NA | NA | XXX03 | Men's Public Restroom | No | PP |  | Y | Y | N | Y | Y | N | [35 empty] | 1.6 | 1.6 | 1.6
0039 | Music Building | 1114 W Nevada St | Owned | Yes | On | No | 03 | 3201 | 187.88 | 100 | NA | NA | XXX04 | Women's Public Restroom | No | PP |  | Y | Y | N | Y | Y | N | [22 empty] | 0.5 | 0.5 | [11 empty] | 1.6 | 1.6
0039 | Music Building | 1114 W Nevada St | Owned | Yes | On | No | 03 | 3203 | 195.57 | 100 | NA | NA | XXX03 | Men's Public Restroom | No | PP |  | Y | Y | N | Y | Y | N | [35 empty] | 1.6 | 1.6 | 1.6 | 1.6
0039 | Music Building | 1114 W Nevada St | Owned | Yes | On | No | 04 | 4201 | 187.88 | 100 | NA | NA | XXX04 | Women's Public Restroom | No | PP |  | Y | Y | N | Y | Y | N | [22 empty] | 0.5 | 0.5 | [11 empty] | 1.6 | 1.6
0039 | Music Building | 1114 W Nevada St | Owned | Yes | On | No | 04 | 4203 | 195.57 | 100 | NA | NA | XXX03 | Men's Public Restroom | No | PP |  | Y | Y | N | Y | Y | N | [35 empty] | 1.6 | 1.6 | 1.6 | 1.6
0040 | Stock Pavilion | 1402 W Pennsylvania Ave | Owned | Yes | On | No | 01 | 0112 | 89.23 | 100 | NA | NA | XXX04 | Women's Public Restroom | No | PP |  | N | Y | N | N | Y | N | N | Y | N | [32 empty] | 3.5 | 3.5 | 3.5
0040 | Stock Pavilion | 1402 W Pennsylvania Ave | Owned | Yes | On | No | 01 | 0100A | 36 | 100 | NA | NA | XXX03 | Men's Public Restroom | No | PP |  | N | Y | N | N | Y | N | [22 empty] | 1 | 1 | 1 | [10 empty] | 3.5 | 3.5
0040 | Stock Pavilion | 1402 W Pennsylvania Ave | Owned | Yes | On | No | 01 | 0100B | 87 | 100 | NA | NA | XXX03 | Men's Public Restroom | No | PP
0040 | Stock Pavilion | 1402 W Pennsylvania Ave | Owned | Yes | On | No | 01 | 0100E | 40 | 100 | NA | NA | XXX03 | Men's Public Restroom | No | PP |  | N | Y | N | N | Y | N | [22 empty] | 1 | 1 | 1 | [10 empty] | 3.5 | 3.5
0040 | Stock Pavilion | 1402 W Pennsylvania Ave | Owned | Yes | On | No | 01 | 0100F | 110 | 100 | NA | NA | XXX03 | Men's Public Restroom | No | PP
0040 | Stock Pavilion | 1402 W Pennsylvania Ave | Owned | Yes | On | No | 01 | 0107A | 64.81 | 100 | NA | NA | XXX05 | All-Gender Public Restroom | No | PP |  | N | Y | N | [38 empty] | 3.5
0040 | Stock Pavilion | 1402 W Pennsylvania Ave | Owned | Yes | On | No | 01 | 0111A | 21.04 | 100 | NA | NA | XXX05 | All-Gender Public Restroom | No | PP |  | N | Y | N | [38 empty] | 3.5
0040 | Stock Pavilion | 1402 W Pennsylvania Ave | Owned | Yes | On | No | 01 | 0112A | 103 | 100 | NA | NA | XXX04 | Women's Public Restroom | No | PP |  | N | Y | N | [38 empty] | 3.5
0041 | Library | 1408 Gregory Dr | Owned | Yes | On | No | 00 | 0028 | 101.52 | 100 | NA | NA | XXX04 | Women's Public Restroom | No | PP |  | N | Y | N | N | Y | N | [21 empty] | ? | [13 empty] | 1.6
0041 | Library | 1408 Gregory Dr | Owned | Yes | On | No | 00 | 0030 | 90.02 | 100 | NA | NA | XXX03 | Men's Public Restroom | No | PP |  | N | N | N | [24 empty] | Widespread, no aerator | 1.5 | 1.5 | [11 empty] | 1.6
0041 | Library | 1408 Gregory Dr | Owned | Yes | On | No | 00 | 0046 | 54.96 | 100 | NA | NA | XXX05 | All-Gender Public Restroom | No | PP
0041 | Library | 1408 Gregory Dr | Owned | Yes | On | No | 00 | 0005B | 341.29 | 100 | NA | NA | XXX04 | Women's Public Restroom | No | PP |  | N | Y | N | Y | Y | N | Y | Y | N | Y | Y | N | [15 empty] | ? | [13 empty] | 1.6 | 1.6 | 1.6 | 1.6
0041 | Library | 1408 Gregory Dr | Owned | Yes | On | No | 00 | 0005C | 162.08 | 100 | NA | NA | XXX03 | Men's Public Restroom | No | PP |  | N | Y | N | [24 empty] | ? | 1.5 | [12 empty] | 1.6
0041 | Library | 1408 Gregory Dr | Owned | Yes | On | No | 01 | 0105 | 303.3 | 100 | NA | NA | XXX04 | Women's Public Restroom | No | PP |  | Y | N | N | Y | N | N | Y | N | N | Y | N | N | Y | N | N | [12 empty] | All single | 0.5 | 0.5 | 0.5 | 0.5 | [9 empty] | 1.6 | 1.6 | 1.6 | 1.6
0041 | Library | 1408 Gregory Dr | Owned | Yes | On | No | 01 | 0107 | 350.01 | 100 | NA | NA | XXX04 | Women's Public Restroom | No | PP |  | Y | N | N | Y | N | N | Y | N | N | Y | N | N | Y | N | N | [12 empty] | All single | [13 empty] | 1 | 1 | 1 | 1 | 1 | 1
0041 | Library | 1408 Gregory Dr | Owned | Yes | On | No | 01 | 0126 | 97.71 | 100 | NA | NA | XXX04 | Women's Public Restroom | No | PP |  | Y | N | Y | Y | N | Y | [21 empty] | ? | [13 empty] | 1.6 | 1.6
0041 | Library | 1408 Gregory Dr | Owned | Yes | On | No | 01 | 0132 | 104.07 | 100 | NA | NA | XXX03 | Men's Public Restroom | No | PP |  | N | N | Y | [24 empty] | ? | 1.5 | 1.5 | [11 empty] | 1.5
0041 | Library | 1408 Gregory Dr | Owned | Yes | On | No | 01 | 0133 | 75.17 | 100 | NA | NA | XXX04 | Women's Public Restroom | No | PP |  | Y | N | Y | [24 empty] | ? | [13 empty] | 1.6 | 1.6
0041 | Library | 1408 Gregory Dr | Owned | Yes | On | No | 01 | 0135 | 75.48 | 100 | NA | NA | XXX03 | Men's Public Restroom | No | PP |  | N | N | Y | [24 empty] | ? | 1.5 | [12 empty] | 1.6
0041 | Library | 1408 Gregory Dr | Owned | Yes | On | No | 01 | 0126A | 25.24 | 100 | NA | NA | XXX04 | Women's Public Restroom | No | PP
0041 | Library | 1408 Gregory Dr | Owned | Yes | On | No | 01 | 0133B | 19.89 | 100 | NA | NA | XXX04 | Women's Public Restroom | No | PP
0041 | Library | 1408 Gregory Dr | Owned | Yes | On | No | 02 | 0226 | 97.71 | 100 | NA | NA | XXX04 | Women's Public Restroom | No | PP |  | N | N | Y | [24 empty] | ? | [13 empty] | 1.6 | 1.6 | 1.6
0041 | Library | 1408 Gregory Dr | Owned | Yes | On | No | 02 | 0232 | 104.07 | 100 | NA | NA | XXX03 | Men's Public Restroom | No | PP |  | Y | N | Y | [24 empty] | ? | 1.5 | 1.5 | [11 empty] | 1.5
0041 | Library | 1408 Gregory Dr | Owned | Yes | On | No | 02 | 0233 | 75.17 | 100 | NA | NA | XXX04 | Women's Public Restroom | No | PP |  | Y | N | Y | [24 empty] | ? | [13 empty] | 1.6 | 1.6
0041 | Library | 1408 Gregory Dr | Owned | Yes | On | No | 02 | 0235 | 75.48 | 100 | NA | NA | XXX03 | Men's Public Restroom | No | PP |  | N | N | Y | [24 empty] | ? | 1.5 | [12 empty] | 1.6
0041 | Library | 1408 Gregory Dr | Owned | Yes | On | No | 02 | 0226A | 25.24 | 100 | NA | NA | XXX04 | Women's Public Restroom | No | PP
0041 | Library | 1408 Gregory Dr | Owned | Yes | On | No | 02 | 0233A | 19.89 | 100 | NA | NA | XXX04 | Women's Public Restroom | No | PP
0041 | Library | 1408 Gregory Dr | Owned | Yes | On | No | 03 | 0326 | 116.02 | 100 | NA | NA | XXX04 | Women's Public Restroom | No | PP |  | Y | N | Y | Y | N | Y | [21 empty] | ? | [13 empty] | 1.6 | 1.6 | 1.6
0041 | Library | 1408 Gregory Dr | Owned | Yes | On | No | 03 | 0332 | 108.04 | 100 | NA | NA | XXX03 | Men's Public Restroom | No | PP |  | Y | N | Y | [24 empty] | ? | 1.5 | 1.5 | [11 empty] | 1.5
0041 | Library | 1408 Gregory Dr | Owned | Yes | On | No | 04 | 0402 | 102.49 | 100 | NA | NA | XXX04 | Women's Public Restroom | No | PP
0041 | Library | 1408 Gregory Dr | Owned | Yes | On | No | 04 | 0432 | 117.02 | 100 | NA | NA | XXX03 | Men's Public Restroom | No | PP |  | N | N | Y | N | N | Y | [21 empty] | LAV 2 Aerator missing | 1.5 | 1.5 | [11 empty] | 1.6
0041 | Library | 1408 Gregory Dr | Owned | Yes | On | No | 04 | 0433 | 87.21 | 100 | NA | NA | XXX04 | Women's Public Restroom | No | PP |  | N | N | Y | [24 empty] | No Aerator | [13 empty] | 1.6
0041 | Library | 1408 Gregory Dr | Owned | Yes | On | No | 04 | 0441 | 137.6 | 100 | NA | NA | XXX03 | Men's Public Restroom | No | PP |  | N | N | Y | [24 empty] | ? | 1.5 | [12 empty] | 1.6
0041 | Library | 1408 Gregory Dr | Owned | Yes | On | No | 04 | 0442 | 107.47 | 100 | NA | NA | XXX04 | Women's Public Restroom | No | PP
0041 | Library | 1408 Gregory Dr | Owned | Yes | On | No | 04 | 0401B | 67 | 100 | NA | NA | XXX03 | Men's Public Restroom | No | PP
0041 | Library | 1408 Gregory Dr | Owned | Yes | On | No | 1.0D | 0015F | 17.8 | 100 | NA | NA | XXX05 | All-Gender Public Restroom | No | PP |  | Y | N | Y | [24 empty] | ? | [13 empty] | 1.6
0042 | Transportation Building | 104 S Mathews Ave | Owned | Yes | On | No | 01 | 0108 | 180.03 | 100 | NA | NA | XXX03 | Men's Public Restroom | No | PP |  | Y | Y | N | Y | Y | N | Y | Y | N | [18 empty] | 1.0 GPM | 1 | 1 | [11 empty] | 1.6 | 1.28
0042 | Transportation Building | 104 S Mathews Ave | Owned | Yes | On | No | 02 | 0213 | 203.61 | 100 | NA | NA | XXX04 | Women's Public Restroom | No | PP |  | Y | Y | N | Y | Y | N | Y | Y | N | [18 empty] | 1.0 GPM 2 faucets only have cold water | [13 empty] | 1.28 | 1.28 | 1.28
0042 | Transportation Building | 104 S Mathews Ave | Owned | Yes | On | No | 03 | 0311 | 186.46 | 100 | NA | NA | XXX03 | Men's Public Restroom | No | PP |  | N | N | N | N | N | N | N | N | N | [18 empty] | All faucets full flow no aerators. Individual faucets 13" apart. Hot and cold don’t mix | 1 | 1 | [11 empty] | 3.5 | 1.6 | 3.5
0043 | Gregory Hall | 810 S Wright St | Owned | Yes | On | No | 00 | 0028 | 201.82 | 100 | NA | NA | XXX04 | Women's Public Restroom | No | PP |  | Y | N | N | Y | N | N | [21 empty] | 2- 1 Hole | 0.125 | 0.125 | [10 empty] | Sensor, 1 is ADA | 1.3 | 1.3 | 1.3 | [10 empty] | Sensor, 1 is ADA
0043 | Gregory Hall | 810 S Wright St | Owned | Yes | On | No | 00 | 0030 | 170.07 | 100 | NA | NA | XXX03 | Men's Public Restroom | No | PP |  | Y | N | N | Y | N | N | Y | N | N | Y | N | N | [15 empty] | 4- 1 hole | [13 empty] | 1.3 | 1.3 | 3.5 | 3.5 | 1.3 | [8 empty] | 3 sensors, 2 handles, 1 ADA
0043 | Gregory Hall | 810 S Wright St | Owned | Yes | On | No | 01 | 0108 | 350.07 | 100 | NA | NA | XXX04 | Women's Public Restroom | No | PP |  | Y | N | N | Y | N | N | Y | N | N | Y | N | N | [15 empty] | All 1 hole | 0.125 | 0.125 | 0.125 | 0.125 | 0.125 | 0.125 | 0.125 | 0.125 | 0.125 | 0.125 | 0.125 | 0.125 | All sensor, 1 is ADA | 3.5 | 3.5 | 1.3 | 3.5 | [9 empty] | WC3 sensor, ADA stall with bars
0043 | Gregory Hall | 810 S Wright St | Owned | Yes | On | No | 01 | 0116 | 314.11 | 100 | NA | NA | XXX03 | Men's Public Restroom | No | PP |  | N | N | Y | N | N | Y | N | N | Y | N | N | Y | N | N | Y | N | N | Y | N | N | Y | N | N | Y |  |  |  | All 1 hole | [13 empty] | 1.3 | 1.3 | 1.3 | 1.3 | 3.5 | 3.5 | 3.5 | 3.5 | 3.5 |  |  |  |  | 2 are ADA with bars, 4 are sensor with 1.3, 5 are handle at 3.5
0043 | Gregory Hall | 810 S Wright St | Owned | Yes | On | No | 02 | 0214 | 151.43 | 100 | NA | NA | XXX04 | Women's Public Restroom | No | PP |  | Y | N | N | Y | N | N | Y | N | N | [18 empty] | 1 hole push button | 0.125 | 0.125 | 0.125 | [9 empty] | All sensor, 1 is ADA | 1.3 | 1.3 | [11 empty] | Sensor, WC 2 ADA
0043 | Gregory Hall | 810 S Wright St | Owned | Yes | On | No | 02 | 0226 | 152.84 | 100 | NA | NA | XXX03 | Men's Public Restroom | No | PP |  | Y | N | N | Y | N | N | [21 empty] | 1 hole push button | [13 empty] | 1.3 | 3.5 | 1.3 | 3.5 | [9 empty] | WC1 ADA & sensor, WC 2&4 handle, WC3 sensor
0043 | Gregory Hall | 810 S Wright St | Owned | Yes | On | No | 03 | 0312 | 147.91 | 100 | NA | NA | XXX04 | Women's Public Restroom | No | PP |  | Y | N | N | Y | N | N | Y | N | N | [18 empty] | 1 hole push button | [13 empty] | 1.3 | 1.3 | 1.3 | 1.3 | [9 empty] | WC1 ADA, Sensor
0043 | Gregory Hall | 810 S Wright St | Owned | Yes | On | No | 03 | 0326 | 155.89 | 100 | NA | NA | XXX03 | Men's Public Restroom | No | PP |  | Y | N | N | Y | N | N | Y | N | N | [18 empty] | Single hole .5 GPM | 0.125 | 0.125 | 0.125 | [10 empty] | 1.28 | 1.28
0043 | Gregory Hall | 810 S Wright St | Owned | Yes | On | No | 04 | 0424 | 137.18 | 100 | NA | NA | XXX04 | Women's Public Restroom | No | PP |  | Y | N | N | [24 empty] | Single hole .5 GPM | [13 empty] | 1.28 | 1.28 | 1.28
0043 | Gregory Hall | 810 S Wright St | Owned | Yes | On | No | 04 | 0426 | 103.49 | 100 | NA | NA | XXX03 | Men's Public Restroom | No | PP |  | Y | N | N | [24 empty] | Single hole .5 GPM | 0.125 | [12 empty] | 1.28
0044 | English Building | 608 S Wright St | Owned | Yes | On | No | 00 | 0008A | 147.56 | 100 | NA | NA | XXX05 | All-Gender Public Restroom | No | PP
0044 | English Building | 608 S Wright St | Owned | Yes | On | No | 00 | 0025C | 339.44 | 100 | NA | NA | XXX04 | Women's Public Restroom | No | PP |  | Y | Y | N | Y | Y | N | Y | Y | N | Y | Y | N | [15 empty] | .5 GPM | [13 empty] | 3.5 | 3.5 | 3.5 | 3.5 | 3.5
0044 | English Building | 608 S Wright St | Owned | Yes | On | No | 00 | 0025E | 232.26 | 100 | NA | NA | XXX03 | Men's Public Restroom | No | PP |  | Y | Y | N | Y | Y | N | Y | Y | N | Y | Y | N | [15 empty] | .5 GPM | 1 | 1 | [11 empty] | 3.5 | 3.5 | 3.5
0044 | English Building | 608 S Wright St | Owned | Yes | On | No | 01 | 0103 | 157.12 | 100 | NA | NA | XXX03 | Men's Public Restroom | No | PP |  | N | Y | N | N | Y | N | [21 empty] | 1.5 GPM | 1 | 1 | [11 empty] | 1.28 | 1.28 | 1.28
0044 | English Building | 608 S Wright St | Owned | Yes | On | No | 01 | 0101A | 165.38 | 100 | NA | NA | XXX04 | Women's Public Restroom | No | PP |  | N | Y | N | N | Y | N | N | Y | N | [18 empty] | 2.2 GPM | [13 empty] | 1.28 | 1.28 | 1.28
0044 | English Building | 608 S Wright St | Owned | Yes | On | No | 01 | 0109F | 42.19 | 100 | Prg in Jewish Culture &Society | KVKV0723 | 31533 | Office Service - Restroom | No | PP |  | N | N | Y | [24 empty] | No aerator
0044 | English Building | 608 S Wright St | Owned | Yes | On | No | 01 | 0153B | 21.92 | 100 | English | KVKV0499 | 31533 | Office Service - Restroom | No | PP | Water off
0044 | English Building | 608 S Wright St | Owned | Yes | On | No | 02 | 0203 | 142.46 | 100 | NA | NA | XXX03 | Men's Public Restroom | No | PP |  | Y | Y | N | N | Y | N | [21 empty] | LAV1 .5 GPM, LAV2 no aerator | 1 | [12 empty] | 3.5
0044 | English Building | 608 S Wright St | Owned | Yes | On | No | 02 | 0205 | 122.8 | 100 | NA | NA | XXX04 | Women's Public Restroom | No | PP |  | N | Y | N | Y | Y | N | [21 empty] | LAV1 no aerator, LAV2 .5 GPM | [13 empty] | 3.5 | 3.5 | 3.5
0044 | English Building | 608 S Wright St | Owned | Yes | On | No | 02 | 0269 | 44.28 | 100 | NA | NA | XXX04 | Women's Public Restroom | No | PP |  | N | N | Y | [24 empty] | No aerator | [13 empty] | 3.5
0044 | English Building | 608 S Wright St | Owned | Yes | On | No | 03 | 0315A | 49.72 | 100 | NA | NA | XXX03 | Men's Public Restroom | No | PP |  | Y | Y | N | [24 empty] | .5 GPM | 1.6 | [12 empty] | 3.5
0044 | English Building | 608 S Wright St | Owned | Yes | On | No | 03 | 0317E | 67.89 | 100 | NA | NA | XXX04 | Women's Public Restroom | No | PP |  | Y | Y | N | [24 empty] | .5 GPM | [13 empty] | 3 | [12 empty] | Tank type
0046 | Henry Administration Building | 506 S Wright St | Owned | Yes | On | No | 00 | 0080 | 89.54 | 100 | NA | NA | XXX04 | Women's Public Restroom | No | PP |  | Y | Y | N | Y | Y | N | [21 empty] | 1.0 GPM | [13 empty] | 3.5 | 3.5 | 3.5
0046 | Henry Administration Building | 506 S Wright St | Owned | Yes | On | No | 00 | 0084 | 149.42 | 100 | NA | NA | XXX03 | Men's Public Restroom | No | PP |  | Y | Y | N | [24 empty] | .5 GPM | 1.5 | 1.5 | [11 empty] | 3.5 | 3.5
0046 | Henry Administration Building | 506 S Wright St | Owned | Yes | On | No | 00 | 0080A | 125.06 | 100 | NA | NA | XXX04 | Women's Public Restroom | No | PP |  | Y | Y | N | Y | Y | N | [21 empty] | 1 | [13 empty] | 3.5 | 3.5
0046 | Henry Administration Building | 506 S Wright St | Owned | Yes | On | No | 01 | 0103 | 125 | 100 | NA | NA | XXX03 | Men's Public Restroom | No | PP |  | N | N | N | N | N | N | [21 empty] | 1.0 GPM 1 hole | 1 | 1 | [11 empty] | 1.6
0046 | Henry Administration Building | 506 S Wright St | Owned | Yes | On | No | 01 | 0131 | 53.3 | 100 | NA | NA | XXX05 | All-Gender Public Restroom | No | PP |  | N | N | N | [24 empty] | 1 Hole, 2.0 GPM | [13 empty] | 1.6
0046 | Henry Administration Building | 506 S Wright St | Owned | Yes | On | No | 01 | 0137 | 104.72 | 100 | NA | NA | XXX04 | Women's Public Restroom | No | PP |  | N | N | N | N | N | N | [21 empty] | 1 Hole, 1.0 GPM | [13 empty] | 1.6 | 1.6 | 1.6
0046 | Henry Administration Building | 506 S Wright St | Owned | Yes | On | No | 01 | 0159 | 166.4 | 100 | NA | NA | XXX03 | Men's Public Restroom | No | PP |  | N | N | N | N | N | N | N | N | N | [18 empty] | 1 Hole, 1.0 GPM | 1.6 | 1.6 | [11 empty] | 1.6 | 1.6
0046 | Henry Administration Building | 506 S Wright St | Owned | Yes | On | No | 01 | 0183 | 159.14 | 100 | NA | NA | XXX04 | Women's Public Restroom | No | PP |  | N | N | N | N | N | N | [21 empty] | 1.0 GPM | [13 empty] | 1.6 | 1.6
0046 | Henry Administration Building | 506 S Wright St | Owned | Yes | On | No | 02 | 0203 | 114.67 | 100 | NA | NA | XXX03 | Men's Public Restroom | No | PP |  | N | N | Y | N | N | Y | [21 empty] | 1.0 GPM | 1.5 | 1.5 | [11 empty] | 1.6 | 1.6
0046 | Henry Administration Building | 506 S Wright St | Owned | Yes | On | No | 02 | 0233 | 191.3 | 100 | NA | NA | XXX04 | Women's Public Restroom | No | PP |  | Y | Y | N | Y | Y | N | Y | Y | N | [18 empty] | 0.5 | [13 empty] | 3.5 | 3.5 | 3.5 | 3.5 | 3.5
0046 | Henry Administration Building | 506 S Wright St | Owned | Yes | On | No | 02 | 0253 | 172.51 | 100 | NA | NA | XXX03 | Men's Public Restroom | No | PP |  | Y | Y | N | Y | Y | N | [21 empty] | 0.5 | 4.5 | 4.5 | 4.5 | [10 empty] | 3.5 | 3.5 | 3.5
0046 | Henry Administration Building | 506 S Wright St | Owned | Yes | On | No | 02 | 0283 | 123.05 | 100 | NA | NA | XXX04 | Women's Public Restroom | No | PP |  | Y | Y | N | Y | Y | N | [21 empty] | 0.5 | [13 empty] | 3.5 | 3.5
0046 | Henry Administration Building | 506 S Wright St | Owned | Yes | On | No | 02 | 0203A | 2.83 | 100 | NA | NA | XXX03 | Men's Public Restroom | No | PP | Could not find
0046 | Henry Administration Building | 506 S Wright St | Owned | Yes | On | No | 03 | 0303 | 140.97 | 100 | NA | NA | XXX03 | Men's Public Restroom | No | PP |  | Y | Y | N | N | Y | N | [21 empty] | LAV 1 .5GPM, LAV 2 2.2 GPM | 1.6 | 1.6 | [11 empty] | 3.5 | 3.5
0046 | Henry Administration Building | 506 S Wright St | Owned | Yes | On | No | 03 | 0333 | 191.71 | 100 | NA | NA | XXX04 | Women's Public Restroom | No | PP |  | N | Y | N | Y | Y | N | Y | Y | N | [18 empty] | LAV 1 2.2 GPM, LAV2&3 .5 | [13 empty] | 3.5 | 3.5 | 3.5 | 3.5 | 3.5
0046 | Henry Administration Building | 506 S Wright St | Owned | Yes | On | No | 03 | 0353 | 176.53 | 100 | NA | NA | XXX03 | Men's Public Restroom | No | PP |  | Y | Y | N | Y | Y | N | [21 empty] | 0.5 | 1.5 | 1.5 | 1.5 | [10 empty] | 4.5 | 4.5 | 4.5
0046 | Henry Administration Building | 506 S Wright St | Owned | Yes | On | No | 03 | 0383 | 123.05 | 100 | NA | NA | XXX04 | Women's Public Restroom | No | PP |  | Y | Y | N | Y | Y | N | [21 empty] | 0.5 | [13 empty] | 3.5 | 3.5
0046 | Henry Administration Building | 506 S Wright St | Owned | Yes | On | No | 04 | 0435 | 97.35 | 100 | NA | NA | XXX03 | Men's Public Restroom | No | PP |  | Y | Y | N | [24 empty] | .5 GPM | 1.6 | [12 empty] | 3.5
0046 | Henry Administration Building | 506 S Wright St | Owned | Yes | On | No | 04 | 0437 | 106.46 | 100 | NA | NA | XXX04 | Women's Public Restroom | No | PP |  | Y | Y | N | [24 empty] | 0.5 | [13 empty] | 3.5 | 3.5
0048 | Nuclear Radiation Laboratory | 201 S Goodwin Ave | Owned | Yes | On | No | 01 | 0108A | 53.38 | 100 | NA | NA | XXX05 | All-Gender Public Restroom | No | PP |  | N | Y | N | [24 empty] | 2.2 GPM | [13 empty] | 3.5
0050 | Architecture Building | 608 Lorado Taft Dr | Owned | Yes | On | No | 00 | 0003 | 154.72 | 100 | NA | NA | XXX03 | Men's Public Restroom | No | PP |  | Y | Y | N | N | Y | N | [22 empty] | 1.5 | 1.5 | 1.5 | [10 empty] | 1.6
0050 | Architecture Building | 608 Lorado Taft Dr | Owned | Yes | On | No | 01 | 0101 | 211.71 | 100 | NA | NA | XXX04 | Women's Public Restroom | No | PP |  | Y | N | N | Y | N | N | Y | N | N | Y | N | N | Y | N | N | [12 empty] | Single | [13 empty] | 1.6 | 1.6 | 1.6 | 1.6 | 1.6
0050 | Architecture Building | 608 Lorado Taft Dr | Owned | Yes | On | No | 01 | 0101A | 66.77 | 100 | NA | NA | XXX05 | All-Gender Public Restroom | No | PP
0050 | Architecture Building | 608 Lorado Taft Dr | Owned | Yes | On | No | 02 | 0203 | 152.85 | 100 | NA | NA | XXX03 | Men's Public Restroom | No | PP |  | Y | N | N | Y | N | N | Y | N | N | [18 empty] | Single | 1 | 1 | [11 empty] | 1.6
0050 | Architecture Building | 608 Lorado Taft Dr | Owned | Yes | On | No | 03 | 0303A | 147.01 | 100 | NA | NA | XXX04 | Women's Public Restroom | No | PP |  | Y | Y | N | Y | Y | N | [35 empty] | 1.6 | 1.6
0050 | Architecture Building | 608 Lorado Taft Dr | Owned | Yes | On | No | 04 | 0405 | 155.9 | 100 | NA | NA | XXX03 | Men's Public Restroom | No | PP |  | Y | Y | N | Y | Y | N | [22 empty] | 1 | [12 empty] | 1.6 | 1.6
0052 | Krannert Center for Performing Arts | 500 S Goodwin Ave | Owned | Split | On | Yes | 01 | 1119 | 11.25 | 100 | NA | NA | XXX04 | Women's Public Restroom | No | SPLIT |  | N | N | Y | [24 empty] | Metered Faucet | [13 empty] | 3.5
0052 | Krannert Center for Performing Arts | 500 S Goodwin Ave | Owned | Split | On | Yes | 01 | 1120 | 69.21 | 100 | NA | NA | XXX05 | All-Gender Public Restroom | No | SPLIT |  | N | N | Y | [24 empty] | Metered Faucet | [13 empty] | 3.5
0052 | Krannert Center for Performing Arts | 500 S Goodwin Ave | Owned | Split | On | Yes | 01 | 1403 | 82.6 | 100 | NA | NA | XXX04 | Women's Public Restroom | No | SPLIT |  | N | N | Y | [24 empty] | Metered Faucet | [13 empty] | 3.5
0052 | Krannert Center for Performing Arts | 500 S Goodwin Ave | Owned | Split | On | Yes | 01 | 1404 | 12.27 | 100 | NA | NA | XXX03 | Men's Public Restroom | No | SPLIT |  | N | Y | N | [24 empty] | Metered Faucet | 1 | [12 empty] | 3.5
0052 | Krannert Center for Performing Arts | 500 S Goodwin Ave | Owned | Split | On | Yes | 01 | 0119A | 45.75 | 100 | NA | NA | XXX05 | All-Gender Public Restroom | No | SPLIT
0052 | Krannert Center for Performing Arts | 500 S Goodwin Ave | Owned | Split | On | Yes | 01 | 1404A | 57.25 | 100 | NA | NA | XXX03 | Men's Public Restroom | No | SPLIT
0052 | Krannert Center for Performing Arts | 500 S Goodwin Ave | Owned | Split | On | Yes | 02 | 2105 | 24.73 | 100 | NA | NA | XXX05 | All-Gender Public Restroom | No | SPLIT |  | N | Y | N | [38 empty] | 3.5
0052 | Krannert Center for Performing Arts | 500 S Goodwin Ave | Owned | Split | On | Yes | 02 | 2307A | 373.86 | 100 | NA | NA | XXX04 | Women's Public Restroom | No | SPLIT |  | N | Y | N | N | Y | N | N | Y | N | N | Y | N | [15 empty] | 2.0 GPM | [13 empty] | 3.5 | 3.5 | 3.5 | 3.5 | 3.5 | 3.5 | 3.5
0052 | Krannert Center for Performing Arts | 500 S Goodwin Ave | Owned | Split | On | Yes | 02 | 2318 | 344.67 | 100 | NA | NA | XXX03 | Men's Public Restroom | No | SPLIT
0052 | Krannert Center for Performing Arts | 500 S Goodwin Ave | Owned | Split | On | Yes | 02 | 2506 | 340.67 | 100 | Krannert Center | KRKR0262 | 91900 | Toilet or Bath | No | SPLIT |  | N | Y | N | N | Y | N | N | Y | N | [19 empty] | 1 | 1 | 1 | [10 empty] | 3.5 | 3.5 | 3.5
0052 | Krannert Center for Performing Arts | 500 S Goodwin Ave | Owned | Split | On | Yes | 02 | 2507 | 94.11 | 100 | Krannert Center | KRKR0262 | 91900 | Toilet or Bath | No | SPLIT |  | N | Y | N | [38 empty] | 3.5
0052 | Krannert Center for Performing Arts | 500 S Goodwin Ave | Owned | Split | On | Yes | 02 | 2508 | 63.37 | 25 | Krannert Center | KRKR0262 | 91900 | Toilet or Bath | Shared | SPLIT
0052 | Krannert Center for Performing Arts | 500 S Goodwin Ave | Owned | Split | On | Yes | 02 | 2508 | 190.12 | 75 | Dance | KRKR0801 | 91900 | Toilet or Bath | Shared | SPLIT |  | N | Y | N | N | Y | N | N | Y | N | Y | N | Y | [15 empty] | 2.0 GPM | [13 empty] | 3.5 | 3.5
0052 | Krannert Center for Performing Arts | 500 S Goodwin Ave | Owned | Split | On | Yes | 02 | 2118A | 59.77 | 100 | Krannert Center | KRKR0262 | 31533 | Office Service - Restroom | No | SPLIT |  | N | Y | N | [38 empty] | 3.5
0052 | Krannert Center for Performing Arts | 500 S Goodwin Ave | Owned | Split | On | Yes | 02 | 2307A | 23.04 | 100 | NA | NA | XXX04 | Women's Public Restroom | No | SPLIT
0052 | Krannert Center for Performing Arts | 500 S Goodwin Ave | Owned | Split | On | Yes | 02 | 2318B | 24.49 | 100 | NA | NA | XXX03 | Men's Public Restroom | No | SPLIT |  | N | Y | N | N | Y | N | N | Y | N | N | Y | N | [16 empty] | 1 | 1 | 1 | 1 | [9 empty] | 3.5 | 3.5 | 3.5
0052 | Krannert Center for Performing Arts | 500 S Goodwin Ave | Owned | Split | On | Yes | 03 | 3121 | 14.44 | 100 | NA | NA | XXX03 | Men's Public Restroom | No | SPLIT |  | N | Y | N | [38 empty] | 3.5
0052 | Krannert Center for Performing Arts | 500 S Goodwin Ave | Owned | Split | On | Yes | 03 | 3122 | 72.95 | 100 | NA | NA | XXX04 | Women's Public Restroom | No | SPLIT |  | N | N | Y | [24 empty] | Metered faucet | [13 empty] | 3.5
0052 | Krannert Center for Performing Arts | 500 S Goodwin Ave | Owned | Split | On | Yes | 03 | 3402 | 83.86 | 100 | NA | NA | XXX03 | Men's Public Restroom | No | SPLIT |  | N | Y | N | [24 empty] | Metered faucet | [13 empty] | 3.5
0052 | Krannert Center for Performing Arts | 500 S Goodwin Ave | Owned | Split | On | Yes | 03 | 3403 | 19.26 | 100 | NA | NA | XXX04 | Women's Public Restroom | No | SPLIT |  | N | Y | N | [24 empty] | Metered faucet | [13 empty] | 3.5
0052 | Krannert Center for Performing Arts | 500 S Goodwin Ave | Owned | Split | On | Yes | 03 | 3121A | 48.44 | 100 | NA | NA | XXX03 | Men's Public Restroom | No | SPLIT
0052 | Krannert Center for Performing Arts | 500 S Goodwin Ave | Owned | Split | On | Yes | 03 | 3403B | 45.92 | 100 | NA | NA | XXX04 | Women's Public Restroom | No | SPLIT
0052 | Krannert Center for Performing Arts | 500 S Goodwin Ave | Owned | Split | On | Yes | 04 | 4112 | 82.98 | 100 | NA | NA | XXX04 | Women's Public Restroom | No | SPLIT |  | N | Y | N | [38 empty] | 3.5
0052 | Krannert Center for Performing Arts | 500 S Goodwin Ave | Owned | Split | On | Yes | 04 | 4113 | 74.7 | 100 | NA | NA | XXX03 | Men's Public Restroom | No | SPLIT |  | N | Y | N | [25 empty] | 1 | [12 empty] | 3.5
0052 | Krannert Center for Performing Arts | 500 S Goodwin Ave | Owned | Split | On | Yes | 04 | 4129 | 39.85 | 100 | NA | NA | XXX04 | Women's Public Restroom | No | SPLIT |  | N | N | Y | N | N | Y | N | N | Y | N | N | Y | [29 empty] | 3.5 | 3.5 | 3.5 | 3.5 | 3.5 | 3.5
0052 | Krannert Center for Performing Arts | 500 S Goodwin Ave | Owned | Split | On | Yes | 04 | 4130 | 49.03 | 100 | NA | NA | XXX03 | Men's Public Restroom | No | SPLIT |  | N | N | Y | N | N | Y | N | N | Y | [19 empty] | 1 | 1 | 1 | 1 | 1 | 1 | 1 | [6 empty] | 3.5 | 3.5 | 3.5 | 3.5 | 3.5
0052 | Krannert Center for Performing Arts | 500 S Goodwin Ave | Owned | Split | On | Yes | 04 | 4304 | 46.54 | 100 | NA | NA | XXX03 | Men's Public Restroom | No | SPLIT
0052 | Krannert Center for Performing Arts | 500 S Goodwin Ave | Owned | Split | On | Yes | 04 | 4305 | 48.86 | 100 | NA | NA | XXX04 | Women's Public Restroom | No | SPLIT
0052 | Krannert Center for Performing Arts | 500 S Goodwin Ave | Owned | Split | On | Yes | 04 | 4401 | 32.56 | 100 | NA | NA | XXX03 | Men's Public Restroom | No | SPLIT
0052 | Krannert Center for Performing Arts | 500 S Goodwin Ave | Owned | Split | On | Yes | 04 | 4402 | 54.79 | 100 | NA | NA | XXX04 | Women's Public Restroom | No | SPLIT
0052 | Krannert Center for Performing Arts | 500 S Goodwin Ave | Owned | Split | On | Yes | 04 | 4129B | 323.54 | 100 | NA | NA | XXX04 | Women's Public Restroom | No | SPLIT |  | N | N | Y | N | N | Y | [35 empty] | 3.5 | 3.5 | 3.5 | 3.5 | 3.5
0052 | Krannert Center for Performing Arts | 500 S Goodwin Ave | Owned | Split | On | Yes | 04 | 4130A | 296.87 | 100 | NA | NA | XXX03 | Men's Public Restroom | No | SPLIT |  | N | N | Y | N | N | Y | [22 empty] | 1.5 | 1.5 | 1.5 | 1.5 | 1.5 | [8 empty] | 3.5 | 3.5
0052 | Krannert Center for Performing Arts | 500 S Goodwin Ave | Owned | Split | On | Yes | 04 | 4304A | 402.38 | 100 | NA | NA | XXX03 | Men's Public Restroom | No | SPLIT
0052 | Krannert Center for Performing Arts | 500 S Goodwin Ave | Owned | Split | On | Yes | 04 | 4305A | 440.63 | 100 | NA | NA | XXX04 | Women's Public Restroom | No | SPLIT
0052 | Krannert Center for Performing Arts | 500 S Goodwin Ave | Owned | Split | On | Yes | 04 | 4401A | 266.71 | 100 | NA | NA | XXX03 | Men's Public Restroom | No | SPLIT |  | N | Y | N | N | Y | N | N | Y | N | [19 empty] | 1 | 1 | 1 | 1 | 1 | [8 empty] | 3.5 | 3.5
0052 | Krannert Center for Performing Arts | 500 S Goodwin Ave | Owned | Split | On | Yes | 04 | 4402A | 376.71 | 100 | NA | NA | XXX04 | Women's Public Restroom | No | SPLIT |  | N | N | Y | N | N | Y | N | N | Y | [32 empty] | 3.5 | 3.5 | 3.5 | 3.5 | 3.5 | 3.5
0052 | Krannert Center for Performing Arts | 500 S Goodwin Ave | Owned | Split | On | Yes | 05 | 0118 | 343.88 | 100 | NA | NA | XXX04 | Women's Public Restroom | No | SPLIT
0052 | Krannert Center for Performing Arts | 500 S Goodwin Ave | Owned | Split | On | Yes | 05 | 5406 | 45.69 | 100 | NA | NA | XXX03 | Men's Public Restroom | No | SPLIT |  | N | N | N | N | N | N | [21 empty] | Sensor, single hole countertop | 1.5 | 1.5 | [11 empty] | 3.5
0052 | Krannert Center for Performing Arts | 500 S Goodwin Ave | Owned | Split | On | Yes | 05 | 5406A | 111.69 | 100 | NA | NA | XXX03 | Men's Public Restroom | No | SPLIT |  | Y | N | N | Y | N | N | Y | N | N | [18 empty] | Sensor, single hole countertop | [13 empty] | 3.5 | 3.5 | 3.5 | 3.5 | 3.5
0054 | David Kinley Hall | 1407 Gregory Dr | Owned | Yes | On | No | 00 | 0020 | 132.26 | 100 | NA | NA | XXX04 | Women's Public Restroom | No | PP |  | Y | Y | N | [38 empty] | 1.28 | 1.28
0054 | David Kinley Hall | 1407 Gregory Dr | Owned | Yes | On | No | 00 | 0034 | 54.64 | 100 | NA | NA | XXX05 | All-Gender Public Restroom | No | PP |  | Y | N | N | [24 empty] | Single | [13 empty] | 1.28
0054 | David Kinley Hall | 1407 Gregory Dr | Owned | Yes | On | No | 01 | 0107 | 315.6 | 100 | NA | NA | XXX03 | Men's Public Restroom | No | PP |  | Y | N | N | Y | N | N | Y | N | N | Y | N | N | [15 empty] | Single | 1.5 | 1.5 | 1.5 | 1.5 | [9 empty] | 1.6 | 1.6 | 1.6 | 1.6
0054 | David Kinley Hall | 1407 Gregory Dr | Owned | Yes | On | No | 01 | 0121 | 293.52 | 100 | NA | NA | XXX04 | Women's Public Restroom | No | PP |  | Y | N | N | Y | N | N | Y | N | N | Y | N | N | [15 empty] | Single | [13 empty] | 1.6 | 1.6 | 1.6 | 1.6 | 1.6
0054 | David Kinley Hall | 1407 Gregory Dr | Owned | Yes | On | No | 02 | 0207 | 171.68 | 100 | NA | NA | XXX03 | Men's Public Restroom | No | PP |  | Y | N | N | Y | N | N | [21 empty] | Single | 1.5 | [12 empty] | 1.6
0054 | David Kinley Hall | 1407 Gregory Dr | Owned | Yes | On | No | 02 | 0221 | 170.93 | 100 | NA | NA | XXX04 | Women's Public Restroom | No | PP |  | Y | N | N | Y | N | N | [21 empty] | Single | [13 empty] | 1.6 | 1.6 | 1.5
0054 | David Kinley Hall | 1407 Gregory Dr | Owned | Yes | On | No | 03 | 0308 | 159.97 | 100 | NA | NA | XXX03 | Men's Public Restroom | No | PP |  | Y | N | N | Y | N | N | [21 empty] | Single | 1.5 | [12 empty] | 1.6 | 1.6
0054 | David Kinley Hall | 1407 Gregory Dr | Owned | Yes | On | No | 03 | 0324 | 162 | 100 | NA | NA | XXX04 | Women's Public Restroom | No | PP |  | Y | N | N | Y | N | N | [21 empty] | Single | [13 empty] | 1.6 | 1.6 | 1.6
0054 | David Kinley Hall | 1407 Gregory Dr | Owned | Yes | On | No | 04 | 0411 | 114.68 | 100 | NA | NA | XXX03 | Men's Public Restroom | No | PP |  | Y | N | N | [24 empty] | Single | 1.5 | [12 empty] | 1.6
0054 | David Kinley Hall | 1407 Gregory Dr | Owned | Yes | On | No | 04 | 0428 | 123.31 | 100 | NA | NA | XXX04 | Women's Public Restroom | No | PP |  | Y | N | N | [24 empty] | Single | [13 empty] | 1.6 | 1.6
0055 | Ceramics Building | 105 S Goodwin Ave | Owned | Yes | On | No | 01 | 0107 | 132.59 | 100 | NA | NA | XXX03 | Men's Public Restroom | No | PP |  | N | Y | N | N | Y | N | [21 empty] | 2.2 GPM | 0.13 | [12 empty] | 3.5
0055 | Ceramics Building | 105 S Goodwin Ave | Owned | Yes | On | No | 02 | 0206 | 179.83 | 100 | NA | NA | XXX03 | Men's Public Restroom | No | PP |  | Y | Y | N | Y | Y | N | [21 empty] | .5 GPM | [13 empty] | 3.5 | 3.5
0055 | Ceramics Building | 105 S Goodwin Ave | Owned | Yes | On | No | 03 | 0301 | 221.81 | 100 | NA | NA | XXX04 | Women's Public Restroom | No | PP |  | N | Y | N | N | Y | N | [21 empty] | 2.2 GPM | [13 empty] | 3.5 | 3.5 | 3.5
0055 | Ceramics Building | 105 S Goodwin Ave | Owned | Yes | On | No | 03 | 0309 | 168.54 | 100 | NA | NA | XXX03 | Men's Public Restroom | No | PP |  | N | Y | N | N | Y | N | [21 empty] | 2.2 GPM | 0.13 | 0.13 | [11 empty] | 3.5 | 3.5
0056 | Shelford Vivarium | 606 E Healey St | Owned | Yes | On | No | 01 | 0107 | 65.95 | 100 | NA | NA | XXX03 | Men's Public Restroom | No | PP |  | Y | Y | N | [24 empty] | .5 GPM Hot water supplied by a little Eemax heater | 0.125 | [11 empty] | Urinal has been off the wall for years? | 3.5
0056 | Shelford Vivarium | 606 E Healey St | Owned | Yes | On | No | 02 | 0207 | 42.29 | 100 | NA | NA | XXX04 | Women's Public Restroom | No | PP |  | Y | Y | N | [24 empty] | .5 GPM Hot water supplied by a little Eemax heater | [13 empty] | 1.6
0056 | Shelford Vivarium | 606 E Healey St | Owned | Yes | On | No | 03 | 0304 | 55.82 | 100 | NA | NA | XXX03 | Men's Public Restroom | No | PP |  | Y | Y | N | [24 empty] | .5 GPM | 0.125 | [12 empty] | 1.6
0058 | Huff Hall | 1206 S Fourth St | Owned | Yes | On | No | 00 | 0002 | 563.29 | 100 | Intercollegiate Athletics | NUNU0336 | 52505 | Athletic_Physical Education Service - Locker Room | No | PP
0058 | Huff Hall | 1206 S Fourth St | Owned | Yes | On | No | 00 | 0004 | 547.47 | 100 | Intercollegiate Athletics | NUNU0336 | 52505 | Athletic_Physical Education Service - Locker Room | No | PP
0058 | Huff Hall | 1206 S Fourth St | Owned | Yes | On | No | 00 | 0012 | 559.67 | 100 | Intercollegiate Athletics | NUNU0336 | 52505 | Athletic_Physical Education Service - Locker Room | No | PP
0058 | Huff Hall | 1206 S Fourth St | Owned | Yes | On | No | 00 | 0013 | 622.35 | 100 | Intercollegiate Athletics | NUNU0336 | 52505 | Athletic_Physical Education Service - Locker Room | No | PP
0058 | Huff Hall | 1206 S Fourth St | Owned | Yes | On | No | 00 | 0014 | 614.44 | 100 | Intercollegiate Athletics | NUNU0336 | 52505 | Athletic_Physical Education Service - Locker Room | No | PP
0058 | Huff Hall | 1206 S Fourth St | Owned | Yes | On | No | 00 | 0073 | 412.55 | 100 | Intercollegiate Athletics | NUNU0336 | 52505 | Athletic_Physical Education Service - Locker Room | No | PP |  | N | N | Y | [24 empty] | Widespread | [13 empty] | 1.6 | 1.6
0058 | Huff Hall | 1206 S Fourth St | Owned | Yes | On | No | 00 | 0078 | 320.23 | 100 | NA | NA | XXX03 | Men's Public Restroom | No | PP | 79 on door | Y | Y | N | Y | Y | N | Y | Y | N | Y | Y | N | Y | Y | N | [12 empty] | .5 GPM | 0.125 | 0.125 | 0.125 | [10 empty] | 1.28 | 1.28 | 1.28 | 1.28 | 1.28 | [8 empty] | WC 5 ADA
0058 | Huff Hall | 1206 S Fourth St | Owned | Yes | On | No | 00 | 0079 | 288.23 | 100 | NA | NA | XXX04 | Women's Public Restroom | No | PP | 78 on door | Y | Y | N | Y | Y | N | Y | Y | N | Y | Y | N | Y | Y | N | [12 empty] | ? | 1.25 | 1.25 | 1.25 | [9 empty] | UR 1 ADA | 1.28 | 1.28 | [11 empty] | WC 1 ADA
0058 | Huff Hall | 1206 S Fourth St | Owned | Yes | On | No | 00 | 0087 | 165.37 | 100 | NA | NA | XXX03 | Men's Public Restroom | No | PP | Rm 80 On door | N | N | Y | N | N | Y | [22 empty] | 1.6 | 1.6 | 1.6 | 1.6 | [9 empty] | 3.5 | 3.5
0058 | Huff Hall | 1206 S Fourth St | Owned | Yes | On | No | 00 | 0094 | 166.9 | 100 | NA | NA | XXX05 | All-Gender Public Restroom | No | PP
0058 | Huff Hall | 1206 S Fourth St | Owned | Yes | On | No | 00 | 0073A | 154.75 | 100 | NA | NA | XXX04 | Women's Public Restroom | No | PP
0058 | Huff Hall | 1206 S Fourth St | Owned | Yes | On | No | 00 | 0073B | 111.81 | 100 | Intercollegiate Athletics | NUNU0336 | 52510 | Athletic_Physical Education Service - Shower Room | No | PP
0058 | Huff Hall | 1206 S Fourth St | Owned | Yes | On | No | 00 | 0073C | 435.35 | 100 | Intercollegiate Athletics | NUNU0336 | 52505 | Athletic_Physical Education Service - Locker Room | No | PP
0058 | Huff Hall | 1206 S Fourth St | Owned | Yes | On | No | 00 | 0073D | 298.13 | 100 | Intercollegiate Athletics | NUNU0336 | 52505 | Athletic_Physical Education Service - Locker Room | No | PP
0058 | Huff Hall | 1206 S Fourth St | Owned | Yes | On | No | 00 | 0081A | 137.72 | 100 | NA | NA | XXX03 | Men's Public Restroom | No | PP |  | N | N | Y | N | N | Y | [21 empty] | ? | 1 | 1 | 1 | 1 | [9 empty] | 1.6 | 1.6
0058 | Huff Hall | 1206 S Fourth St | Owned | Yes | On | No | 00 | 0084D | 3007.19 | 100 | Intercollegiate Athletics | NUNU0336 | 52505 | Athletic_Physical Education Service - Locker Room | No | PP
0058 | Huff Hall | 1206 S Fourth St | Owned | Yes | On | No | 00 | 0084E | 431.55 | 100 | Intercollegiate Athletics | NUNU0336 | 52570 | Athletic_Physical Education Service - Restroom | No | PP
0058 | Huff Hall | 1206 S Fourth St | Owned | Yes | On | No | 00 | 0084F | 478.16 | 100 | Intercollegiate Athletics | NUNU0336 | 52510 | Athletic_Physical Education Service - Shower Room | No | PP
0058 | Huff Hall | 1206 S Fourth St | Owned | Yes | On | No | 00 | 0095E | 147.89 | 100 | Intercollegiate Athletics | NUNU0336 | 52510 | Athletic_Physical Education Service - Shower Room | No | PP
0058 | Huff Hall | 1206 S Fourth St | Owned | Yes | On | No | 01 | 0111 | 169.77 | 100 | NA | NA | XXX03 | Men's Public Restroom | No | PP |  | N | Y | N | N | Y | N | [22 empty] | 1 | 1 | 1 | [9 empty] | UR 1 ADA | 1.6 | 1.6 | [11 empty] | WC 2 ADA
0058 | Huff Hall | 1206 S Fourth St | Owned | Yes | On | No | 01 | 0115 | 226.43 | 100 | NA | NA | XXX04 | Women's Public Restroom | No | PP |  | Y | Y | N | Y | Y | N | [35 empty] | 1.6 | 1.6 | 1.6 | 1.6 | [9 empty] | WC 4 ADA
0058 | Huff Hall | 1206 S Fourth St | Owned | Yes | On | No | 01 | 1004 | 158.28 | 100 | NA | NA | XXX04 | Women's Public Restroom | No | PP |  | N | N | N | N | N | N | [21 empty] | Widespread | [13 empty] | 1.6 | 1.6 | 1.6
0058 | Huff Hall | 1206 S Fourth St | Owned | Yes | On | No | 01 | 1005 | 150.85 | 100 | NA | NA | XXX03 | Men's Public Restroom | No | PP |  | N | N | N | N | N | N | [21 empty] | Single hole faucets | 0.125 | 0.125 | [11 empty] | 1.6
0058 | Huff Hall | 1206 S Fourth St | Owned | Yes | On | No | 02 | 0202 | 235.19 | 100 | NA | NA | XXX04 | Women's Public Restroom | No | PP |  | N | N | N | N | N | N | N | N | N | [18 empty] | Widespread | [13 empty] | 2 | 2 | 2
0058 | Huff Hall | 1206 S Fourth St | Owned | Yes | On | No | 02 | 2008 | 246.16 | 100 | NA | NA | XXX04 | Women's Public Restroom | No | PP |  | N | N | N | N | N | N | [21 empty] | Single hole faucets | [13 empty] | 1.6 | 1.6 | 1.6 | 1.6
0058 | Huff Hall | 1206 S Fourth St | Owned | Yes | On | No | 02 | 2016 | 251.38 | 100 | NA | NA | XXX03 | Men's Public Restroom | No | PP |  | N | N | N | N | N | N | [21 empty] | Single hole faucets | 0.125 | 0.125 | [11 empty] | 1.6 | 1.6
0058 | Huff Hall | 1206 S Fourth St | Owned | Yes | On | No | 03 | 0307 | 67.77 | 100 | NA | NA | XXX05 | All-Gender Public Restroom | No | PP | Signage lock, no stall bars | N | Y | N | [24 empty] | ? | 1 | [11 empty] | UR 1 ADA | 1.6 | [12 empty] | ada
0058 | Huff Hall | 1206 S Fourth St | Owned | Yes | On | No | 03 | 3010 | 246.02 | 100 | NA | NA | XXX04 | Women's Public Restroom | No | PP |  | N | N | N | N | N | N | [21 empty] | Single hole faucets | [13 empty] | 1.6 | 1.6 | 1.6 | 1.6
0058 | Huff Hall | 1206 S Fourth St | Owned | Yes | On | No | 03 | 3012 | 251.47 | 100 | NA | NA | XXX03 | Men's Public Restroom | No | PP |  | N | N | N | N | N | N | [21 empty] | Single hole faucets | 0.125 | 0.125 | [11 empty] | 1.6 | 1.6
0058 | Huff Hall | 1206 S Fourth St | Owned | Yes | On | No | 03 | 0302C | 41.98 | 100 | NA | NA | XXX05 | All-Gender Public Restroom | No | PP |  | Y | Y | N | [24 empty] | .5 GPM | [13 empty] | 1.6
0059 | Richard D. and Anne Marie Irwin Doctoral Study Hall | 607 Gregory Dr | Owned | Yes | On | No | 01 | 0113 | 50.77 | 100 | NA | NA | XXX03 | Men's Public Restroom | No | PP
0059 | Richard D. and Anne Marie Irwin Doctoral Study Hall | 607 Gregory Dr | Owned | Yes | On | No | 01 | 0115 | 50.77 | 100 | NA | NA | XXX04 | Women's Public Restroom | No | PP
0059 | Richard D. and Anne Marie Irwin Doctoral Study Hall | 607 Gregory Dr | Owned | Yes | On | No | 02 | 0213 | 50.77 | 100 | NA | NA | XXX03 | Men's Public Restroom | No | PP
0059 | Richard D. and Anne Marie Irwin Doctoral Study Hall | 607 Gregory Dr | Owned | Yes | On | No | 02 | 0214 | 50.04 | 100 | NA | NA | XXX05 | All-Gender Public Restroom | No | PP
0059 | Richard D. and Anne Marie Irwin Doctoral Study Hall | 607 Gregory Dr | Owned | Yes | On | No | 02 | 0215 | 50.77 | 100 | NA | NA | XXX04 | Women's Public Restroom | No | PP
0060 | Smith Memorial Hall | 805 S Mathews Ave | Owned | Yes | On | No | 01 | 0110 | 174.23 | 100 | NA | NA | XXX03 | Men's Public Restroom | No | PP
0060 | Smith Memorial Hall | 805 S Mathews Ave | Owned | Yes | On | No | 01 | 0111 | 202.96 | 100 | NA | NA | XXX04 | Women's Public Restroom | No | PP
0060 | Smith Memorial Hall | 805 S Mathews Ave | Owned | Yes | On | No | 02 | 0208 | 179.81 | 100 | NA | NA | XXX03 | Men's Public Restroom | No | PP
0060 | Smith Memorial Hall | 805 S Mathews Ave | Owned | Yes | On | No | 02 | 0213 | 202.96 | 100 | NA | NA | XXX04 | Women's Public Restroom | No | PP
0060 | Smith Memorial Hall | 805 S Mathews Ave | Owned | Yes | On | No | 03 | 0307S | 89.04 | 100 | NA | NA | XXX04 | Women's Public Restroom | No | PP
0060 | Smith Memorial Hall | 805 S Mathews Ave | Owned | Yes | On | No | 03 | 0308N | 96.08 | 100 | NA | NA | XXX03 | Men's Public Restroom | No | PP
0061 | University High School | 1212 Springfield Ave | Owned | Yes | On | No | 01 | 0111 | 179.82 | 100 | NA | NA | XXX03 | Men's Public Restroom | No | PP |  | Y | Y | N | Y | Y | N | [21 empty] | .5 GPM | 1 | 1 | 1 | [10 empty] | 1.6 | 1.6
0061 | University High School | 1212 Springfield Ave | Owned | Yes | On | No | 01 | 0115 | 146.62 | 100 | NA | NA | XXX04 | Women's Public Restroom | No | PP |  | Y | Y | N | Y | Y | N | [21 empty] | .5 GPM | [13 empty] | 1.6 | 1.6 | 1.6
0061 | University High School | 1212 Springfield Ave | Owned | Yes | On | No | 02 | 0216 | 145.3 | 100 | NA | NA | XXX04 | Women's Public Restroom | No | PP |  | Y | Y | N | Y | Y | N | [21 empty] | .5 GPM | [13 empty] | 1.6 | 1.6
0061 | University High School | 1212 Springfield Ave | Owned | Yes | On | No | 02 | 0217 | 149.17 | 100 | NA | NA | XXX04 | Women's Public Restroom | No | PP | Not a bathroom
0061 | University High School | 1212 Springfield Ave | Owned | Yes | On | No | 03 | 0311 | 130.96 | 100 | NA | NA | XXX03 | Men's Public Restroom | No | PP |  | Y | Y | N | [24 empty] | .5 GPM | 1.6 | [12 empty] | 3.5 | 3.5
0062 | Child Development Laboratory | 1105 W Nevada St | Owned | Yes | On | No | 00 | 0008 | 63.92 | 100 | NA | NA | XXX03 | Men's Public Restroom | No | PP |  | N | N | Y | [24 empty] | ? | 1 | [12 empty] | 3.5
0062 | Child Development Laboratory | 1105 W Nevada St | Owned | Yes | On | No | 00 | 0010 | 123.96 | 100 | NA | NA | XXX04 | Women's Public Restroom | No | PP |  | N | N | Y | N | N | Y | [21 empty] | ? | [13 empty] | 3.5 | 3.5
0062 | Child Development Laboratory | 1105 W Nevada St | Owned | Yes | On | No | 01 | 0110 | 24.99 | 100 | NA | NA | XXX05 | All-Gender Public Restroom | No | PP |  | N | Y | N | [24 empty] | ? | [13 empty] | 1.6
0062 | Child Development Laboratory | 1105 W Nevada St | Owned | Yes | On | No | 02 | 0204 | 59.12 | 100 | NA | NA | XXX04 | Women's Public Restroom | No | PP |  | N | N | Y | [24 empty] | ? | [13 empty] | 3.5 | 3.5
0062 | Child Development Laboratory | 1105 W Nevada St | Owned | Yes | On | No | 02 | 0213 | 59.02 | 100 | NA | NA | XXX03 | Men's Public Restroom | No | PP |  | N | N | Y | [24 empty] | ? | 1 | [12 empty] | 3.5
0063 | University High School Gymnasium | 1207 Stoughton St | Owned | Yes | On | No | 00 | 0004 | 273.2 | 100 | University Laboratory HS | NBNB0223 | 52505 | Athletic_Physical Education Service - Locker Room | No | PP
0063 | University High School Gymnasium | 1207 Stoughton St | Owned | Yes | On | No | 00 | 0006 | 286.5 | 100 | University Laboratory HS | NBNB0223 | 52505 | Athletic_Physical Education Service - Locker Room | No | PP
0063 | University High School Gymnasium | 1207 Stoughton St | Owned | Yes | On | No | 00 | 0004B | 58.65 | 100 | University Laboratory HS | NBNB0223 | 52510 | Athletic_Physical Education Service - Shower Room | No | PP
0063 | University High School Gymnasium | 1207 Stoughton St | Owned | Yes | On | No | 00 | 0006B | 57.75 | 100 | University Laboratory HS | NBNB0223 | 52510 | Athletic_Physical Education Service - Shower Room | No | PP
0064 | Freer Hall | 906 S Goodwin Ave | Owned | Yes | On | No | 00 | 0012 | 95.13 | 100 | NA | NA | XXX05 | All-Gender Public Restroom | No | PP | No sign | N | N | N | [24 empty] | 1 hole | [13 empty] | 1.6
0064 | Freer Hall | 906 S Goodwin Ave | Owned | Yes | On | No | 01 | 0108A | 64.78 | 100 | Kinesiology & Community Health | KYKY0581 | 25533 | Research Laboratory Service - Restroom | No | PP |  | Y | N | Y | [38 empty] | 3.5
0064 | Freer Hall | 906 S Goodwin Ave | Owned | Yes | On | No | 01 | 0118A | 101.13 | 100 | Kinesiology & Community Health | KYKY0581 | 31533 | Office Service - Restroom | No | PP |  | N | N | N | [24 empty] | 12" center | [13 empty] | 3.5
0064 | Freer Hall | 906 S Goodwin Ave | Owned | Yes | On | No | 01 | 0120A | 204.59 | 100 | NA | NA | XXX04 | Women's Public Restroom | No | PP |  | Y | N | N | Y | N | N | Y | N | N | [18 empty] | 1 hole | [13 empty] | 1.28 | 1.28 | 1.28 | 1.28 | 1.28
0064 | Freer Hall | 906 S Goodwin Ave | Owned | Yes | On | No | 01 | 0124A | 183.2 | 100 | NA | NA | XXX03 | Men's Public Restroom | No | PP |  | Y | N | N | Y | N | N | [21 empty] | 1 hole | 1 | 1 | [11 empty] | 1.28 | 1.28
0064 | Freer Hall | 906 S Goodwin Ave | Owned | Yes | On | No | 02 | 0229 | 178.81 | 100 | NA | NA | XXX05 | All-Gender Public Restroom | No | PP |  | N | N | Y | N | Y | N | [35 empty] | 3.5
0064 | Freer Hall | 906 S Goodwin Ave | Owned | Yes | On | No | 02 | 0233B | 48.77 | 100 | Kinesiology & Community Health | KYKY0581 | 25533 | Research Laboratory Service - Restroom | No | PP | Room 75? | N | Y | N | [38 empty] | 1.6
0064 | Freer Hall | 906 S Goodwin Ave | Owned | Yes | On | No | 03 | 0355 | 95.37 | 100 | NA | NA | XXX05 | All-Gender Public Restroom | No | PP |  | N | Y | N | [25 empty] | 1 | [12 empty] | 1.6
0065 | Illini Hall | 725 S Wright St | Owned | Yes | On | No | 00 | 0016 | 118.23 | 100 | NA | NA | XXX04 | Women's Public Restroom | No | PP |  | N | N | Y | N | Y | N | [35 empty] | 3.5 | 3.5 | 3.5
0065 | Illini Hall | 725 S Wright St | Owned | Yes | On | No | 00 | 0017 | 121.37 | 100 | NA | NA | XXX03 | Men's Public Restroom | No | PP |  | N | Y | N | N | Y | N | [22 empty] | 1 | [12 empty] | 3.5 | 3.5
0065 | Illini Hall | 725 S Wright St | Owned | Yes | On | No | 01 | 0106 | 140.5 | 100 | NA | NA | XXX04 | Women's Public Restroom | No | PP |  | N | N | Y | N | Y | N | [35 empty] | 3.5 | 3.5 | 3.5
0065 | Illini Hall | 725 S Wright St | Owned | Yes | On | No | 01 | 0107 | 119.41 | 100 | NA | NA | XXX03 | Men's Public Restroom | No | PP |  | N | N | Y | N | Y | N | [22 empty] | 1 | [12 empty] | 3.5 | 3.5
0065 | Illini Hall | 725 S Wright St | Owned | Yes | On | No | 02 | 0221 | 148.21 | 100 | NA | NA | XXX04 | Women's Public Restroom | No | PP |  | N |  |  | N | [23 empty] | Old 12" Center Faucets | [13 empty] | 3.5 | 3.5
0065 | Illini Hall | 725 S Wright St | Owned | Yes | On | No | 02 | 0248 | 159.88 | 100 | NA | NA | XXX03 | Men's Public Restroom | No | PP |  | N |  |  | N | [23 empty] | Old 12" Center Faucets | 1.5 | [12 empty] | 3.5 | 3.5
0065 | Illini Hall | 725 S Wright St | Owned | Yes | On | No | 03 | 0348 | 135.44 | 100 | NA | NA | XXX04 | Women's Public Restroom | No | PP |  | N | [26 empty] | Old 12" Center Faucets | 1.5 | 1.5 | [11 empty] | 3.5 | 3.5
0065 | Illini Hall | 725 S Wright St | Owned | Yes | On | No | 03 | 0349 | 125.56 | 100 | NA | NA | XXX03 | Men's Public Restroom | No | PP |  | N | N | Y | [38 empty] | 3.5 | 3.5
0066 | Frederick Seitz Materials Research Laboratory | 104 S Goodwin Ave | Owned | Yes | On | No | 00 | 0005 | 133.82 | 100 | NA | NA | XXX03 | Men's Public Restroom | No | PP |  | Y | N | Y | Y | N | Y | [21 empty] | ? | 3.5 | 3.5 | [11 empty] | 3.5 | 3.5
0066 | Frederick Seitz Materials Research Laboratory | 104 S Goodwin Ave | Owned | Yes | On | No | 01 | 0109 | 120.03 | 100 | NA | NA | XXX03 | Men's Public Restroom | No | PP |  | Y | N | Y | Y | N | Y | [21 empty] | ? | 3.5 | 3.5 | [11 empty] | 3.5 | 3.5
0066 | Frederick Seitz Materials Research Laboratory | 104 S Goodwin Ave | Owned | Yes | On | No | 01 | 0148A | 190.29 | 100 | NA | NA | XXX05 | All-Gender Public Restroom | No | PP |  | Y | Y | N | Y | Y | N | Y | Y | N | [18 empty] | ? | 3.5 | [12 empty] | 3.5
0066 | Frederick Seitz Materials Research Laboratory | 104 S Goodwin Ave | Owned | Yes | On | No | 02 | 0209 | 124.4 | 100 | NA | NA | XXX03 | Men's Public Restroom | No | PP |  | Y | N | Y | Y | N | Y | [21 empty] | ? | 3.5 | 3.5 | [11 empty] | 3.5 | 3.5
0066 | Frederick Seitz Materials Research Laboratory | 104 S Goodwin Ave | Owned | Yes | On | No | 02 | 0255 | 226.68 | 100 | NA | NA | XXX04 | Women's Public Restroom | No | PP |  | Y | N | Y | Y | N | Y | [21 empty] | ? | [13 empty] | 3.5 | 3.5 | 3.5
0066 | Frederick Seitz Materials Research Laboratory | 104 S Goodwin Ave | Owned | Yes | On | No | 03 | 0309 | 182.12 | 100 | NA | NA | XXX03 | Men's Public Restroom | No | PP |  | Y | N | Y | Y | N | Y | [21 empty] | ? | 3.5 | 3.5 | [11 empty] | 3.5 | 3.5
0066 | Frederick Seitz Materials Research Laboratory | 104 S Goodwin Ave | Owned | Yes | On | No | 04 | 0409 | 182.1 | 100 | NA | NA | XXX04 | Women's Public Restroom | No | PP |  | Y | N | Y | Y | N | Y | [21 empty] | ? | [12 empty] | RR formerly had 2 urinals, both removed & sources capped | 3.5 | 3.5
0067 | Loomis Laboratory of Physics | 1110 W Green St | Owned | Yes | On | No | 00 | 0014 | 127.32 | 100 | NA | NA | XXX05 | All-Gender Public Restroom | No | PP |  | Y | N | Y | [24 empty] | ? | 3.5 | 3.5 | [10 empty] | Both foot flush | 3.5 | 3.5
0067 | Loomis Laboratory of Physics | 1110 W Green St | Owned | Yes | On | No | 01 | 0114 | 83.18 | 100 | NA | NA | XXX05 | All-Gender Public Restroom | No | PP |  | Y | N | N | [24 empty] | Sensor | [13 empty] | 1.28 | [12 empty] | Sensor
0067 | Loomis Laboratory of Physics | 1110 W Green St | Owned | Yes | On | No | 01 | 0134 | 441.83 | 100 | NA | NA | XXX03 | Men's Public Restroom | No | PP |  | Y | N | N | Y | N | N | Y | N | N | Y | N | N | Y | N | N | [12 empty] | All sensors | 0.125 | 0.125 | 0.125 | 0.125 | 0.125 | 0.125 | 0.125 | 0.125 |  |  |  |  | UR8 ADA, all sensors | 1.28 | 1.28 | 1.28 | 1.28 | 1.28 | 1.28 | 1.28 | [6 empty] | WC7 ADA, all sensor
0067 | Loomis Laboratory of Physics | 1110 W Green St | Owned | Yes | On | No | 01 | 0162 | 366.76 | 100 | NA | NA | XXX04 | Women's Public Restroom | No | PP |  | Y | N | N | Y | N | N | Y | N | N | Y | N | N | Y | N | N | [12 empty] | All sensors | [13 empty] | 1.28 | 1.28 | 1.28 | 1.28 | 1.28 | 1.28 | 1.28 | 1.28 | 1.28 | 1.28 | 1.28 |  |  | WC5 &11 ADA, all sensors
0067 | Loomis Laboratory of Physics | 1110 W Green St | Owned | Yes | On | No | 02 | 0268 | 162.41 | 100 | NA | NA | XXX04 | Women's Public Restroom | No | PP |  | Y | N | N | Y | N | N | Y | N | N | [18 empty] | All sensors | [13 empty] | 1.28 | 1.28 | 1.28 | 1.28 | 1.28 | [8 empty] | WC5 ADA
0067 | Loomis Laboratory of Physics | 1110 W Green St | Owned | Yes | On | No | 03 | 0314 | 113.31 | 100 | NA | NA | XXX03 | Men's Public Restroom | No | PP |  | Y | Y | N | Y | Y | N | [21 empty] | ? | 0.125 | 0.125 | 0.125 | [9 empty] | All sensors | 3.5 | 3.5
0067 | Loomis Laboratory of Physics | 1110 W Green St | Owned | Yes | On | No | 03 | 0368 | 143.68 | 100 | NA | NA | XXX04 | Women's Public Restroom | No | PP |  | Y | N | Y | [24 empty] | ? | [13 empty] | 3.5 | 3.5
0067 | Loomis Laboratory of Physics | 1110 W Green St | Owned | Yes | On | No | 04 | 0468 | 132.56 | 100 | NA | NA | XXX03 | Men's Public Restroom | No | PP |  | Y | N | N | Y | N | N | [21 empty] | Both sensor | 0.125 | 0.125 | 0.125 | [9 empty] | All sensors | 1.28 | [12 empty] | ADA,sensor
0067 | Loomis Laboratory of Physics | 1110 W Green St | Owned | Yes | On | No | 04 | 0472 | 165.33 | 100 | NA | NA | XXX04 | Women's Public Restroom | No | PP |  | Y | N | N | Y | N | N | [21 empty] | Both sensor | [13 empty] | 1.28 | 1.28 | 1.28 | [10 empty] | WC3 ADA, sensor
0068 | Horticulture Field Laboratory | 1707 S Orchard St | Owned | Yes | On | No | 00 | 0006B | 117.22 | 100 | NA | NA | XXX03 | Men's Public Restroom | No | PP |  | N | Y | N | [25 empty] | 1.6 | [11 empty] | Foot flush | 3.5
0068 | Horticulture Field Laboratory | 1707 S Orchard St | Owned | Yes | On | No | 01 | 0122 | 36.84 | 100 | NA | NA | XXX05 | All-Gender Public Restroom | No | PP | Unable to locate
0068 | Horticulture Field Laboratory | 1707 S Orchard St | Owned | Yes | On | No | 01 | 0107D | 173.37 | 100 | NA | NA | XXX04 | Women's Public Restroom | No | PP |  | N | Y | N | Y | Y | N | [35 empty] | 3.5 | 3.5 | 3.5 | [10 empty] | WC 3 ADA
0068 | Horticulture Field Laboratory | 1707 S Orchard St | Owned | Yes | On | No | 01 | 0107E | 173.37 | 100 | NA | NA | XXX03 | Men's Public Restroom | No | PP |  | Y | Y | N | Y | Y | N | [22 empty] | 1.6 | 1.6 | [10 empty] | UR 2 ADA | 3.5 | 3.5 | [11 empty] | WC 2 ADA
0069 | Mumford Hall | 1301 Gregory Dr | Owned | Yes | On | No | 01 | 0106 | 161.53 | 100 | NA | NA | XXX03 | Men's Public Restroom | No | PP |  | Y | N | N | Y | N | N | [21 empty] | Single hole sensor | 0.125 | [12 empty] | 1.6 | 1.6
0069 | Mumford Hall | 1301 Gregory Dr | Owned | Yes | On | No | 01 | 0121 | 212.17 | 100 | NA | NA | XXX04 | Women's Public Restroom | No | PP |  | Y | N | N | Y | N | N | Y | N | N | [18 empty] | Single hole sensor | [13 empty] | 1.6 | 1.6 | 1.6 | 1.6
0069 | Mumford Hall | 1301 Gregory Dr | Owned | Yes | On | No | 02 | 0206 | 132.88 | 100 | NA | NA | XXX03 | Men's Public Restroom | No | PP |  | Y | N | N | [24 empty] | Single hole sensor | 0.125 | [12 empty] | 1.6
0069 | Mumford Hall | 1301 Gregory Dr | Owned | Yes | On | No | 02 | 0223 | 161.53 | 100 | NA | NA | XXX04 | Women's Public Restroom | No | PP |  | Y | N | N | Y | N | N | [21 empty] | Single hole sensor | [13 empty] | 1.6 | 1.6 | 1.6
0069 | Mumford Hall | 1301 Gregory Dr | Owned | Yes | On | No | 03 | 0308 | 133.11 | 100 | NA | NA | XXX03 | Men's Public Restroom | No | PP |  | Y | N | N | [24 empty] | Single hole sensor | 0.125 | [12 empty] | 1.6
0069 | Mumford Hall | 1301 Gregory Dr | Owned | Yes | On | No | 03 | 0325 | 161.53 | 100 | NA | NA | XXX04 | Women's Public Restroom | No | PP |  | Y | N | N | Y | N | N | [21 empty] | Single hole sensor | [13 empty] | 1.6 | 1.6 | 1.6
0069 | Mumford Hall | 1301 Gregory Dr | Owned | Yes | On | No | 04 | 0413 | 123.43 | 100 | NA | NA | XXX05 | All-Gender Public Restroom | No | PP |  | Y | N | N | [24 empty] | Single hole sensor | [13 empty] | 1.6
0069 | Mumford Hall | 1301 Gregory Dr | Owned | Yes | On | No | 04 | 0439 | 112.74 | 100 | NA | NA | XXX03 | Men's Public Restroom | No | PP |  | Y | N | N | [24 empty] | Single hole sensor | 0.125 | [12 empty] | 1.6
0070 | Chemical & Life Sciences Laboratory | 601 S Goodwin Ave | Owned | Yes | On | No | 01 | A0109 | 107.83 | 100 | NA | NA | XXX03 | Men's Public Restroom | No | PP |  | N | Y | N | [24 empty] | 2.2 | 1 | [12 empty] | 3.5
0070 | Chemical & Life Sciences Laboratory | 601 S Goodwin Ave | Owned | Yes | On | No | 01 | A0113 | 107.83 | 100 | NA | NA | XXX04 | Women's Public Restroom | No | PP |  | N | Y | N | [24 empty] | 2.2 | [13 empty] | 3.5 | 3.5
0070 | Chemical & Life Sciences Laboratory | 601 S Goodwin Ave | Owned | Yes | On | No | 01 | A0147 | 48.72 | 100 | NA | NA | XXX05 | All-Gender Public Restroom | No | PP |  | N | Y | N | [24 empty] | 2.2 | [13 empty] | 3.5
0070 | Chemical & Life Sciences Laboratory | 601 S Goodwin Ave | Owned | Yes | On | No | 01 | B0130 | 197.25 | 100 | NA | NA | XXX04 | Women's Public Restroom | No | PP |  | N | Y | N | N | Y | N | [35 empty] | 3.5 | 3.5 | 3.5
0070 | Chemical & Life Sciences Laboratory | 601 S Goodwin Ave | Owned | Yes | On | No | 01 | B0132 | 201.12 | 100 | NA | NA | XXX03 | Men's Public Restroom | No | PP |  | N | Y | N | N | Y | N | [22 empty] | 1 | [12 empty] | 3.5 | 3.5
0070 | Chemical & Life Sciences Laboratory | 601 S Goodwin Ave | Owned | Yes | On | No | 02 | A0213 | 107.83 | 100 | NA | NA | XXX03 | Men's Public Restroom | No | PP |  | N | Y | N | [24 empty] | 2.2 | 1 | [12 empty] | 3.5
0070 | Chemical & Life Sciences Laboratory | 601 S Goodwin Ave | Owned | Yes | On | No | 02 | A0221 | 182.1 | 100 | NA | NA | XXX04 | Women's Public Restroom | No | PP |  | N | Y | N | [24 empty] | 2.2 | [13 empty] | 3.5 | 3.5
0070 | Chemical & Life Sciences Laboratory | 601 S Goodwin Ave | Owned | Yes | On | No | 02 | C0202 | 164.91 | 100 | NA | NA | XXX04 | Women's Public Restroom | No | PP |  | N | Y | N | [38 empty] | 3.5 | 3.5
0070 | Chemical & Life Sciences Laboratory | 601 S Goodwin Ave | Owned | Yes | On | No | 02 | C0204 | 172.13 | 100 | NA | NA | XXX03 | Men's Public Restroom | No | PP |  | N | Y | N | [25 empty] | 1 | [12 empty] | 3.5
0070 | Chemical & Life Sciences Laboratory | 601 S Goodwin Ave | Owned | Yes | On | No | 03 | A0311 | 109.18 | 100 | NA | NA | XXX03 | Men's Public Restroom | No | PP |  | N | Y | N | [25 empty] | 1 | [12 empty] | 3.5
0070 | Chemical & Life Sciences Laboratory | 601 S Goodwin Ave | Owned | Yes | On | No | 03 | A0315 | 183.72 | 100 | NA | NA | XXX04 | Women's Public Restroom | No | PP |  | N | Y | N | [38 empty] | 3.5 | 3.5
0070 | Chemical & Life Sciences Laboratory | 601 S Goodwin Ave | Owned | Yes | On | No | 03 | C0302 | 164.91 | 100 | NA | NA | XXX04 | Women's Public Restroom | No | PP |  | N | Y | N | [38 empty] | 3.5 | 3.5
0070 | Chemical & Life Sciences Laboratory | 601 S Goodwin Ave | Owned | Yes | On | No | 03 | C0304 | 172.13 | 100 | NA | NA | XXX03 | Men's Public Restroom | No | PP |  | N | Y | N | [25 empty] | 1 | [12 empty] | 3.5
0070 | Chemical & Life Sciences Laboratory | 601 S Goodwin Ave | Owned | Yes | On | No | 04 | A0413 | 109.18 | 100 | NA | NA | XXX03 | Men's Public Restroom | No | PP |  | N | Y | N | [24 empty] | 2.2 | 1 | [12 empty] | 3.5
0070 | Chemical & Life Sciences Laboratory | 601 S Goodwin Ave | Owned | Yes | On | No | 04 | A0421 | 109.18 | 100 | NA | NA | XXX04 | Women's Public Restroom | No | PP |  | N | Y | N | [24 empty] | 2.2 | [13 empty] | 3.5 | 3.5
0070 | Chemical & Life Sciences Laboratory | 601 S Goodwin Ave | Owned | Yes | On | No | 04 | C0402 | 164.91 | 100 | NA | NA | XXX04 | Women's Public Restroom | No | PP |  | N | Y | N | [38 empty] | 3.5 | 3.5
0070 | Chemical & Life Sciences Laboratory | 601 S Goodwin Ave | Owned | Yes | On | No | 04 | C0404 | 172.13 | 100 | NA | NA | XXX03 | Men's Public Restroom | No | PP |  | N | Y | N | [25 empty] | 1 | [12 empty] | 3.5
0070 | Chemical & Life Sciences Laboratory | 601 S Goodwin Ave | Owned | Yes | On | No | 05 | A0513 | 109.18 | 100 | NA | NA | XXX03 | Men's Public Restroom | No | PP |  | N | Y | N | [24 empty] | 2.2 | 1 | [12 empty] | 3.5
0070 | Chemical & Life Sciences Laboratory | 601 S Goodwin Ave | Owned | Yes | On | No | 05 | A0521 | 182.93 | 100 | NA | NA | XXX04 | Women's Public Restroom | No | PP |  | N | Y | N | [24 empty] | 2.2 | [13 empty] | 3.5 | 3.5
0070 | Chemical & Life Sciences Laboratory | 601 S Goodwin Ave | Owned | Yes | On | No | 05 | C0502 | 164.91 | 100 | NA | NA | XXX04 | Women's Public Restroom | No | PP |  | N | Y | N | [38 empty] | 3.5 | 3.5
0070 | Chemical & Life Sciences Laboratory | 601 S Goodwin Ave | Owned | Yes | On | No | 05 | C0504 | 172.13 | 100 | NA | NA | XXX03 | Men's Public Restroom | No | PP |  | N | Y | N | [25 empty] | 1 | [12 empty] | 3.5
0070 | Chemical & Life Sciences Laboratory | 601 S Goodwin Ave | Owned | Yes | On | No | 06 | C0602 | 164.91 | 100 | NA | NA | XXX04 | Women's Public Restroom | No | PP |  | N | Y | N | [38 empty] | 3.5 | 3.5
0070 | Chemical & Life Sciences Laboratory | 601 S Goodwin Ave | Owned | Yes | On | No | 06 | C0604 | 172.13 | 100 | NA | NA | XXX03 | Men's Public Restroom | No | PP |  | N | Y | N | [25 empty] | 1 | [12 empty] | 3.5
0071 | Student Services Arcade Building | 620 E John St, 715 S Wright St | Owned | No | On | Yes | 01 | 0151 | 146.35 | 100 | NA | NA | XXX03 | Men's Public Restroom | No | DEPT |  | N | N | Y | N | N | Y | [22 empty] | 1 | [12 empty] | 3.5
0071 | Student Services Arcade Building | 620 E John St, 715 S Wright St | Owned | No | On | Yes | 01 | 0155 | 196.24 | 100 | NA | NA | XXX04 | Women's Public Restroom | No | DEPT |  | N | N | Y | N | N | Y | [35 empty] | 3.5 | 3.5 | 3.5
0071 | Student Services Arcade Building | 620 E John St, 715 S Wright St | Owned | No | On | Yes | 02 | 0251 | 120.24 | 100 | NA | NA | XXX03 | Men's Public Restroom | No | DEPT |  | N | N | Y | N | Y | N | [22 empty] | 1 | [12 empty] | 3.5
0071 | Student Services Arcade Building | 620 E John St, 715 S Wright St | Owned | No | On | Yes | 02 | 0255 | 150.99 | 100 | NA | NA | XXX04 | Women's Public Restroom | No | DEPT |  | N | N | Y | N | N | Y | [35 empty] | 3.5 | 3.5 | 3.5
0072 | Memorial Stadium | 1402 S First St | Owned | No | On | Yes | 00 | 0026 | 149.53 | 100 | NA | NA | XXX03 | Men's Public Restroom | No | DEPT | Doesn’t exist anymore
0072 | Memorial Stadium | 1402 S First St | Owned | No | On | Yes | 00 | 0027 | 257.9 | 100 | NA | NA | XXX04 | Women's Public Restroom | No | DEPT | Doesn’t exist anymore
0072 | Memorial Stadium | 1402 S First St | Owned | No | On | Yes | 00 | 0511 | 138.65 | 100 | NA | NA | XXX03 | Men's Public Restroom | No | DEPT |  | Y | N | N | Y | N | N | [21 empty] | .5 GPM Single hole faucet | [13 empty] | 1.6 | 1.6
0072 | Memorial Stadium | 1402 S First St | Owned | No | On | Yes | 00 | 0512 | 160.85 | 100 | NA | NA | XXX04 | Women's Public Restroom | No | DEPT |  | Y | N | N | Y | N | N | [21 empty] | .5 GPM Single hole faucet | 0.5 | 0.5 | [11 empty] | 1.6
0072 | Memorial Stadium | 1402 S First St | Owned | No | On | Yes | 00 | 0022A | 27.55 | 100 | Intercollegiate Athletics | NUNU0336 | 52570 | Athletic_Physical Education Service - Restroom | No | DEPT | Doesn't Exist?
0072 | Memorial Stadium | 1402 S First St | Owned | No | On | Yes | 00 | 0101NW | 91.25 | 100 | NA | NA | XXX04 | Women's Public Restroom | No | DEPT |  | N | Y | N | [24 empty] | 2.0 GPM | [13 empty] | 1.6
0072 | Memorial Stadium | 1402 S First St | Owned | No | On | Yes | 00 | 0103NW | 244.75 | 100 | NA | NA | XXX03 | Men's Public Restroom | No | DEPT |  | Y | N | Y | Y | N | Y | [21 empty] | .5 GPM | 1 | 1 | 1 | [10 empty] | 1.6 | 1.6 | 1.6 | 1.6
0072 | Memorial Stadium | 1402 S First St | Owned | No | On | Yes | 00 | 0105NW | 1790.17 | 100 | Intercollegiate Athletics | NUNU0336 | 52505 | Athletic_Physical Education Service - Locker Room | No | DEPT
0072 | Memorial Stadium | 1402 S First St | Owned | No | On | Yes | 00 | 0108ANE | 112.5 | 100 | Intercollegiate Athletics | NUNU0336 | 52570 | Athletic_Physical Education Service - Restroom | No | DEPT |  | N | Y | N | N | Y | N | N | Y | N | [18 empty] | 2.2 GPM | 1 | 1 | 1 | 1 | [9 empty] | 1.6 | 1.6 | 1.6
0072 | Memorial Stadium | 1402 S First St | Owned | No | On | Yes | 00 | 0108BNE | 247.67 | 100 | Intercollegiate Athletics | NUNU0336 | 52510 | Athletic_Physical Education Service - Shower Room | No | DEPT
0072 | Memorial Stadium | 1402 S First St | Owned | No | On | Yes | 00 | 0108CNE | 162.61 | 100 | Intercollegiate Athletics | NUNU0336 | 52570 | Athletic_Physical Education Service - Restroom | No | DEPT |  | N | Y | N | N | Y | N | N | Y | N | [18 empty] | 2.2 GPM | 1 | 1 | 1 | 1 | 1 | [8 empty] | 1.6 | 1.6 | 1.6
0072 | Memorial Stadium | 1402 S First St | Owned | No | On | Yes | 00 | 0108ENE | 314.5 | 100 | Intercollegiate Athletics | NUNU0336 | 52510 | Athletic_Physical Education Service - Shower Room | No | DEPT
0072 | Memorial Stadium | 1402 S First St | Owned | No | On | Yes | 00 | 0108FNE | 444.83 | 100 | Intercollegiate Athletics | NUNU0336 | 52505 | Athletic_Physical Education Service - Locker Room | No | DEPT | Player lounge
0072 | Memorial Stadium | 1402 S First St | Owned | No | On | Yes | 00 | 0108NE | 4592.65 | 100 | Intercollegiate Athletics | NUNU0336 | 52505 | Athletic_Physical Education Service - Locker Room | No | DEPT
0072 | Memorial Stadium | 1402 S First St | Owned | No | On | Yes | 00 | 0113NW | 224.38 | 100 | Intercollegiate Athletics | NUNU0336 | 52510 | Athletic_Physical Education Service - Shower Room | No | DEPT
0072 | Memorial Stadium | 1402 S First St | Owned | No | On | Yes | 00 | 0115NW | 193.87 | 100 | Intercollegiate Athletics | NUNU0336 | 52510 | Athletic_Physical Education Service - Shower Room | No | DEPT
0072 | Memorial Stadium | 1402 S First St | Owned | No | On | Yes | 00 | 0117NW | 0 | 100 | Intercollegiate Athletics | NUNU0336 | 52505 | Athletic_Physical Education Service - Locker Room | No | DEPT
0072 | Memorial Stadium | 1402 S First St | Owned | No | On | Yes | 00 | 0120NW | 544.54 | 100 | Intercollegiate Athletics | NUNU0336 | 52505 | Athletic_Physical Education Service - Locker Room | No | DEPT
0072 | Memorial Stadium | 1402 S First St | Owned | No | On | Yes | 01 | 1001 | 60.25 | 100 | NA | NA | XXX05 | All-Gender Public Restroom | No | DEPT |  | Y | N | N | [24 empty] | .5 GPM Single hole faucet | [13 empty] | 1.6
0072 | Memorial Stadium | 1402 S First St | Owned | No | On | Yes | 01 | 1002 | 60.49 | 100 | NA | NA | XXX05 | All-Gender Public Restroom | No | DEPT |  | Y | N | N | [24 empty] | .5 GPM Single hole faucet | [13 empty] | 1.6
0072 | Memorial Stadium | 1402 S First St | Owned | No | On | Yes | 01 | 1009 | 857.72 | 100 | NA | NA | XXX04 | Women's Public Restroom | No | DEPT |  | Y | N | N | Y | N | N | Y | N | N | Y | N | N | Y | N | N | Y | N | N | Y | N | N | [6 empty] | .5 GPM Single hole faucet | [13 empty] | 1.6 | 1.6 | 1.6 | 1.6 | 1.6 | 1.6 | 1.6 | 1.6 | 1.6 | 1.6 | 1.6 | 1.6 | 1.6
0072 | Memorial Stadium | 1402 S First St | Owned | No | On | Yes | 01 | 1014 | 850.44 | 100 | NA | NA | XXX03 | Men's Public Restroom | No | DEPT |  | Y | N | N | Y | N | N | Y | N | N | Y | N | N | Y | N | N | Y | N | N | Y | N | N | Y | N | N |  |  |  | .5 GPM Single hole faucet | 0.5 | 0.5 | 0.5 | 0.5 | 0.5 | 0.5 | 0.5 | 0.5 | 0.5 | 0.5 |  |  |  | 1.6 | 1.6 | 1.6 | 1.6 | 1.6 | 1.6
0072 | Memorial Stadium | 1402 S First St | Owned | No | On | Yes | 01 | 1018 | 870.17 | 100 | NA | NA | XXX04 | Women's Public Restroom | No | DEPT |  | Y | N | N | Y | N | N | Y | N | N | Y | N | N | Y | N | N | Y | N | N | Y | N | N | Y | N | N |  |  |  | .5 GPM Single hole faucet | [13 empty] | 1.6 | 1.6 | 1.6 | 1.6 | 1.6 | 1.6 | 1.6 | 1.6 | 1.6 | 1.6 | 1.6 | 1.6 | 1.6 | 16 total WC's at 1.6 gpf
0072 | Memorial Stadium | 1402 S First St | Owned | No | On | Yes | 01 | 1022 | 851.11 | 100 | NA | NA | XXX03 | Men's Public Restroom | No | DEPT |  | Y | N | N | Y | N | N | Y | N | N | Y | N | N | Y | N | N | Y | N | N | Y | N | N | Y | N | N |  |  |  | .5 GPM Single hole faucet | 0.5 | 0.5 | 0.5 | 0.5 | 0.5 | 0.5 | 0.5 | 0.5 | 0.5 | 0.5 |  |  |  | 1.6 | 1.6 | 1.6 | 1.6 | 1.6 | 1.6
0072 | Memorial Stadium | 1402 S First St | Owned | No | On | Yes | 01 | 1025 | 870.17 | 100 | NA | NA | XXX04 | Women's Public Restroom | No | DEPT |  | Y | N | N | Y | N | N | Y | N | N | Y | N | N | Y | N | N | Y | N | N | Y | N | N | Y | N | N |  |  |  | .5 GPM Single hole faucet | [13 empty] | 1.6 | 1.6 | 1.6 | 1.6 | 1.6 | 1.6 | 1.6 | 1.6 | 1.6 | 1.6 | 1.6 | 1.6 | 1.6 | 16 total WC's at 1.6 gpf
0072 | Memorial Stadium | 1402 S First St | Owned | No | On | Yes | 01 | 1028 | 854.34 | 100 | NA | NA | XXX03 | Men's Public Restroom | No | DEPT |  | Y | N | N | Y | N | N | Y | N | N | Y | N | N | Y | N | N | Y | N | N | Y | N | N | Y | N | N |  |  |  | .5 GPM Single hole faucet | 0.5 | 0.5 | 0.5 | 0.5 | 0.5 | 0.5 | 0.5 | 0.5 | 0.5 | 0.5 |  |  |  | 1.6 | 1.6 | 1.6 | 1.6 | 1.6 | 1.6
0072 | Memorial Stadium | 1402 S First St | Owned | No | On | Yes | 01 | 1033 | 872.83 | 100 | NA | NA | XXX04 | Women's Public Restroom | No | DEPT |  | Y | N | N | Y | N | N | Y | N | N | Y | N | N | Y | N | N | Y | N | N | Y | N | N | Y | N | N |  |  |  | .5 GPM Single hole faucet | [13 empty] | 1.6 | 1.6 | 1.6 | 1.6 | 1.6 | 1.6 | 1.6 | 1.6 | 1.6 | 1.6 | 1.6 | 1.6 | 1.6 | 16 total WC's at 1.6 gpf
0072 | Memorial Stadium | 1402 S First St | Owned | No | On | Yes | 01 | 1037 | 845.89 | 100 | NA | NA | XXX03 | Men's Public Restroom | No | DEPT |  | Y | N | N | Y | N | N | Y | N | N | Y | N | N | Y | N | N | Y | N | N | Y | N | N | Y | N | N |  |  |  | .5 GPM Single hole faucet | 0.5 | 0.5 | 0.5 | 0.5 | 0.5 | 0.5 | 0.5 | 0.5 | 0.5 | 0.5 |  |  |  | 1.6 | 1.6 | 1.6 | 1.6 | 1.6 | 1.6
0072 | Memorial Stadium | 1402 S First St | Owned | No | On | Yes | 01 | 1042 | 861.33 | 100 | NA | NA | XXX04 | Women's Public Restroom | No | DEPT |  | Y | N | N | Y | N | N | Y | N | N | Y | N | N | Y | N | N | Y | N | N | Y | N | N | [6 empty] | .5 GPM Single hole faucet | [13 empty] | 1.6 | 1.6 | 1.6 | 1.6 | 1.6 | 1.6 | 1.6 | 1.6 | 1.6 | 1.6 | 1.6 | 1.6 | 1.6 | 16 total WC's at 1.6 gpf
0072 | Memorial Stadium | 1402 S First St | Owned | No | On | Yes | 01 | 1046 | 59.82 | 100 | NA | NA | XXX05 | All-Gender Public Restroom | No | DEPT |  | Y | N | N | [24 empty] | .5 GPM Single hole faucet | [13 empty] | 1.6
0072 | Memorial Stadium | 1402 S First St | Owned | No | On | Yes | 01 | 1310 | 453.37 | 100 | NA | NA | XXX03 | Men's Public Restroom | No | DEPT |  | 2 Bradley sinks | [26 empty] | .5 GPM | 1 | 1 | 1 | 1 | 1 | 1 | 1 | 1 | 1 | 1 | 1 | 1 |  | 3.5 | 3.5 | 3.5 | 3.5 | 3.5 | 3.5
0072 | Memorial Stadium | 1402 S First St | Owned | No | On | Yes | 01 | 1312 | 316.6 | 100 | NA | NA | XXX04 | Women's Public Restroom | No | DEPT |  | 2 Bradley sinks | [26 empty] | .5 GPM | [13 empty] | 1.6 | 1.6 | 1.6 | 1.6 | 1.6 | 1.6 | 1.6 | 1.6
0072 | Memorial Stadium | 1402 S First St | Owned | No | On | Yes | 01 | 1314 | 453.38 | 100 | NA | NA | XXX04 | Women's Public Restroom | No | DEPT |  | Y | N | N | Y | N | N | Y | N | N | Y | N | N | [15 empty] | .5 GPM Single hole faucets | [13 empty] | 3.5 | 3.5 | 3.5 | 3.5 | 3.5 | 3.5 | 3.5 | 3.5
0072 | Memorial Stadium | 1402 S First St | Owned | No | On | Yes | 01 | 1319 | 578.13 | 100 | NA | NA | XXX03 | Men's Public Restroom | No | DEPT |  | 2 Bradley sinks | [26 empty] | .5 GPM | 1 | 1 | 1 | 1 | 1 | 1 | 1 | 1 | 1 | 1 | 1 | 1 | 16 Total urinals at 1.0 gpf | 3.5 | 3.5 | 3.5 | 3.5 | 3.5 | 3.5 | 3.5
2 | Memorial Stadium | 1402 S First St | Owned | No | On | Yes | 01 | 1321 | 316.6 | 100 | NA | NA | XXX04 | Women's Public Restroom | No | DEPT |  | 2 Bradley sinks | [26 empty] | .5 GPM | [13 empty] | 1.6 | 1.6 | 1.6 | 1.6 | 1.6 | 1.6 | 1.6 | 1.6
0072 | Memorial Stadium | 1402 S First St | Owned | No | On | Yes | 01 | 1323 | 580.81 | 100 | NA | NA | XXX04 | Women's Public Restroom | No | DEPT |  | Y | N | N | Y | N | N | Y | N | N | Y | N | N | [15 empty] | .5 GPM Single hole faucets | [13 empty] | 3.5 | 3.5 | 3.5 | 3.5 | 3.5 | 3.5 | 3.5 | 3.5 | 3.5 | 3.5 | 3.5 | 3.5 | 3.5 | 18 Total WC's 3.5 gpf | 3.5
0072 | Memorial Stadium | 1402 S First St | Owned | No | On | Yes | 01 | 1330 | 578.13 | 100 | NA | NA | XXX03 | Men's Public Restroom | No | DEPT |  | 2 Bradley sinks | [26 empty] | .5 GPM | 1 | 1 | 1 | 1 | 1 | 1 | 1 | 1 | 1 | 1 | 1 | 1 | 16 Total urinals at 1.0 gpf | 3.5 | 3.5 | 3.5 | 3.5 | 3.5 | 3.5 | 3.5
0072 | Memorial Stadium | 1402 S First St | Owned | No | On | Yes | 01 | 1332 | 316.6 | 100 | NA | NA | XXX04 | Women's Public Restroom | No | DEPT |  | 2 Bradley sinks | [26 empty] | .5 GPM | [13 empty] | 1.6 | 1.6 | 1.6 | 1.6 | 1.6 | 1.6 | 1.6 | 1.6
0072 | Memorial Stadium | 1402 S First St | Owned | No | On | Yes | 01 | 1334 | 453.38 | 100 | NA | NA | XXX04 | Women's Public Restroom | No | DEPT |  | Y | N | N | Y | N | N | Y | N | N | Y | N | N | [15 empty] | .5 GPM Single hole faucets | [13 empty] | 3.5 | 3.5 | 3.5 | 3.5 | 3.5 | 3.5 | 3.5 | 3.5
0072 | Memorial Stadium | 1402 S First St | Owned | No | On | Yes | 01 | 1339 | 453.38 | 100 | NA | NA | XXX03 | Men's Public Restroom | No | DEPT |  | 2 Bradley sinks | [26 empty] | .5 GPM | 1 | 1 | 1 | 1 | 1 | 1 | 1 | 1 | 1 | 1 | 1 | 1 |  | 3.5 | 3.5 | 3.5 | 3.5 | 3.5 | 3.5
0072 | Memorial Stadium | 1402 S First St | Owned | No | On | Yes | 01 | 1341 | 316.6 | 100 | NA | NA | XXX04 | Women's Public Restroom | No | DEPT |  | 2 Bradley sinks | [26 empty] | .5 GPM | [13 empty] | 3.5 | 3.5 | 3.5 | 3.5 | 3.5 | 3.5 | 3.5 | 3.5
0072 | Memorial Stadium | 1402 S First St | Owned | No | On | Yes | 01 | 1343 | 499.76 | 100 | NA | NA | XXX04 | Women's Public Restroom | No | DEPT |  | Y | N | N | Y | N | N | Y | N | N | Y | N | N | [15 empty] | .5 GPM Single hole faucets | [13 empty] | 3.5 | 3.5 | 3.5 | 3.5 | 3.5 | 3.5 | 3.5 | 3.5 | 3.5 | 3.5 | 3.5 | 3.5 | 3.5 | 14 Total WC's 3.5 gpf
0072 | Memorial Stadium | 1402 S First St | Owned | No | On | Yes | 01 | 1502 | 1103.08 | 100 | NA | NA | XXX04 | Women's Public Restroom | No | DEPT |  | Y | N | N | Y | N | N | Y | N | N | Y | N | N | Y | N | N | Y | N | N | Y | N | N | Y | N | N | Y | N | N | [14 empty] | 1.6 | 1.6 | 1.6 | 1.6 | 1.6 | 1.6 | 1.6 | 1.6 | 1.6 | 1.6 | 1.6 | 1.6 | 1.6 | 23 total WC's all 1.6
0072 | Memorial Stadium | 1402 S First St | Owned | No | On | Yes | 01 | 1504 | 788.32 | 100 | NA | NA | XXX03 | Men's Public Restroom | No | DEPT |  | Y | N | N | Y | N | N | Y | N | N | Y | N | N | Y | N | N | Y | N | N | Y | N | N | Y | N | N | Y | N | N | .5 GPM Single hole faucets | [7 empty] | 0.5 | 0.5 |  |  |  |  | 1.6 | 1.6 | 1.6 | 1.6 | 1.6
0072 | Memorial Stadium | 1402 S First St | Owned | No | On | Yes | 01 | 1511 | 792.14 | 100 | NA | NA | XXX03 | Men's Public Restroom | No | DEPT |  | Y | N | N | Y | N | N | Y | N | N | Y | N | N | Y | N | N | Y | N | N | Y | N | N | Y | N | N | Y | N | N | .5 GPM Single hole faucets | 0.5 | 0.5 | 0.5 | 0.5 | 0.5 | 0.5 | 0.5 | 0.5 | 0.5 |  |  |  |  | 1.6 | 1.6 | 1.6 | 1.6 | 1.6
0072 | Memorial Stadium | 1402 S First St | Owned | No | On | Yes | 01 | 1512 | 931.73 | 100 | NA | NA | XXX04 | Women's Public Restroom | No | DEPT |  | Y | N | N | Y | N | N | Y | N | N | Y | N | N | Y | N | N | Y | N | N | Y | N | N | Y | N | N | Y | N | N | .5 GPM Single hole faucets | [13 empty] | 1.6 | 1.6 | 1.6 | 1.6 | 1.6 | 1.6 | 1.6 | 1.6 | 1.6 | 1.6 | 1.6 | 1.6 | 1.6 | 15 total WC's all 1.6
0072 | Memorial Stadium | 1402 S First St | Owned | No | On | Yes | 01 | 0211NE | 181.32 | 100 | NA | NA | XXX04 | Women's Public Restroom | No | DEPT |  | N | Y | N | N | Y | N | [21 empty] | 2.2 GPM | [13 empty] | 1.6
0072 | Memorial Stadium | 1402 S First St | Owned | No | On | Yes | 01 | 0212NE | 105.73 | 100 | NA | NA | XXX03 | Men's Public Restroom | No | DEPT |  | N | Y | N | N | Y | N | [21 empty] | 2..2 GPM | [13 empty] | 1.6 | 1.6
0072 | Memorial Stadium | 1402 S First St | Owned | No | On | Yes | 01 | 0234NE | 20.24 | 100 | Intercollegiate Athletics | NUNU0336 | 52570 | Athletic_Physical Education Service - Restroom | No | DEPT |  | N | Y | N | [24 empty] | 2.2 GPM | [13 empty] | 1.6
0072 | Memorial Stadium | 1402 S First St | Owned | No | On | Yes | 01 | 0239NE | 319.25 | 100 | Intercollegiate Athletics | NUNU0336 | 52505 | Athletic_Physical Education Service - Locker Room | No | DEPT
0072 | Memorial Stadium | 1402 S First St | Owned | No | On | Yes | 01 | 0240NE | 128.39 | 100 | Intercollegiate Athletics | NUNU0336 | 52505 | Athletic_Physical Education Service - Locker Room | No | DEPT |  | N | Y | N | N | Y | N | [21 empty] | 2.2 GPM | [13 empty] | 1.6 | 1.6
0072 | Memorial Stadium | 1402 S First St | Owned | No | On | Yes | 02 | 2000 | 77.59 | 100 | NA | NA | XXX05 | All-Gender Public Restroom | No | DEPT
0072 | Memorial Stadium | 1402 S First St | Owned | No | On | Yes | 02 | 2010 | 77.59 | 100 | NA | NA | XXX05 | All-Gender Public Restroom | No | DEPT |  | Y | N | N | [24 empty] | .5 GPM Single hole faucets | [13 empty] | 1.6
0072 | Memorial Stadium | 1402 S First St | Owned | No | On | Yes | 03 | 3004 | 867.31 | 100 | NA | NA | XXX04 | Women's Public Restroom | No | DEPT |  | Y | N | N | Y | N | N | Y | N | N | Y | N | N | Y | N | N | [12 empty] | .5 GPM Single hole faucets | [13 empty] | 1.6 | 1.6 | 1.6 | 1.6 | 1.6 | 1.6 | 1.6 | 1.6 | 1.6
0072 | Memorial Stadium | 1402 S First St | Owned | No | On | Yes | 03 | 3005 | 341.88 | 100 | NA | NA | XXX03 | Men's Public Restroom | No | DEPT |  | Y | N | N | Y | N | N | Y | N | N | Y | N | N | Y | N | N | [12 empty] | .5 GPM Single hole faucets | 0.5 | 0.5 | 0.5 | 0.5 | 0.5 | 0.5 | 0.5 | [6 empty] | 1.6 | 1.6 | 1.6
0072 | Memorial Stadium | 1402 S First St | Owned | No | On | Yes | 03 | 3029 | 341.76 | 100 | NA | NA | XXX03 | Men's Public Restroom | No | DEPT |  | Y | N | N | Y | N | N | Y | N | N | Y | N | N | Y | N | N | [12 empty] | .5 GPM Single hole faucets | 0.5 | 0.5 | 0.5 | 0.5 | 0.5 | 0.5 | 0.5 | [6 empty] | 1.6 | 1.6 | 1.6
0072 | Memorial Stadium | 1402 S First St | Owned | No | On | Yes | 03 | 3040 | 867 | 100 | NA | NA | XXX04 | Women's Public Restroom | No | DEPT |  | Y | N | N | Y | N | N | Y | N | N | Y | N | N | Y | N | N | [12 empty] | .5 GPM Single hole faucets | [13 empty] | 1.6 | 1.6 | 1.6 | 1.6 | 1.6 | 1.6 | 1.6 | 1.6 | 1.6
0072 | Memorial Stadium | 1402 S First St | Owned | No | On | Yes | 05 | 0284 | 396.8 | 100 | NA | NA | XXX03 | Men's Public Restroom | No | DEPT | Doesn't Exist anymore
0072 | Memorial Stadium | 1402 S First St | Owned | No | On | Yes | 05 | 0285 | 837.52 | 100 | NA | NA | XXX04 | Women's Public Restroom | No | DEPT | Doesn't Exist anymore
0072 | Memorial Stadium | 1402 S First St | Owned | No | On | Yes | 05 | 0294 | 396.71 | 100 | NA | NA | XXX03 | Men's Public Restroom | No | DEPT | Doesn't Exist anymore
0072 | Memorial Stadium | 1402 S First St | Owned | No | On | Yes | 05 | 0295 | 807.59 | 100 | NA | NA | XXX04 | Women's Public Restroom | No | DEPT | Doesn't Exist anymore
0072 | Memorial Stadium | 1402 S First St | Owned | No | On | Yes | 05 | 5002 | 307.74 | 100 | NA | NA | XXX03 | Men's Public Restroom | No | DEPT |  | Y | N | N | Y | N | N | Y | N | N | Y | N | N | Y | N | N | Y | N | N | [9 empty] | .5 GPM Single hole faucets | 0.5 | 0.5 | 0.5 | 0.5 | 0.5 | [8 empty] | 1.6 | 1.6 | 1.6
0072 | Memorial Stadium | 1402 S First St | Owned | No | On | Yes | 05 | 5003 | 307.74 | 100 | NA | NA | XXX04 | Women's Public Restroom | No | DEPT |  | Y | N | N | Y | N | N | Y | N | N | Y | N | N | Y | N | N | Y | N | N | [9 empty] | .5 GPM Single hole faucets | [13 empty] | 1.6 | 1.6 | 1.6 | 1.6 | 1.6 | 1.6 | 1.6 | 1.6
0072 | Memorial Stadium | 1402 S First St | Owned | No | On | Yes | 05 | 5017 | 307.74 | 100 | NA | NA | XXX04 | Women's Public Restroom | No | DEPT |  | Y | N | N | Y | N | N | Y | N | N | Y | N | N | Y | N | N | Y | N | N | [9 empty] | .5 GPM Single hole faucets | [13 empty] | 1.6 | 1.6 | 1.6 | 1.6 | 1.6 | 1.6 | 1.6 | 1.6
0072 | Memorial Stadium | 1402 S First St | Owned | No | On | Yes | 05 | 5018 | 307.74 | 100 | NA | NA | XXX03 | Men's Public Restroom | No | DEPT |  | Y | N | N | Y | N | N | Y | N | N | Y | N | N | Y | N | N | Y | N | N | [9 empty] | .5 GPM Single hole faucets | 0.5 | 0.5 | 0.5 | 0.5 | 0.5 | [8 empty] | 1.6 | 1.6 | 1.6
0072 | Memorial Stadium | 1402 S First St | Owned | No | On | Yes | 05 | 5020 | 79.26 | 100 | NA | NA | XXX05 | All-Gender Public Restroom | No | DEPT |  | Y | N | N | [24 empty] | .5 GPM Single hole faucets | [13 empty] | 1.6
0072 | Memorial Stadium | 1402 S First St | Owned | No | On | Yes | 05 | 0300A | 202.48 | 100 | NA | NA | XXX04 | Women's Public Restroom | No | DEPT |  | Y | N | N | Y | N | N | Y | N | N | Y | N | N | [15 empty] | .5 GPM Single hole faucets | [13 empty] | 1.6 | 1.6 | 1.6 | 1.6 | 1.6 | 1.6 | 1.6 | 1.6
0072 | Memorial Stadium | 1402 S First St | Owned | No | On | Yes | 05 | 0300C | 202.48 | 100 | NA | NA | XXX03 | Men's Public Restroom | No | DEPT |  | Y | N | N | Y | N | N | Y | N | N | Y | N | N | [15 empty] | .5 GPM Single hole faucets | 1.5 | 1.5 | 1.5 | 1.5 | 1.5 | 1.5 | 1.5 | 1.5 | [5 empty] | 1.6 | 1.6
0072 | Memorial Stadium | 1402 S First St | Owned | No | On | Yes | 05 | 0300E | 202.48 | 100 | NA | NA | XXX04 | Women's Public Restroom | No | DEPT |  | Y | N | N | Y | N | N | Y | N | N | Y | N | N | [15 empty] | .5 GPM Single hole faucets | [13 empty] | 1.6 | 1.6 | 1.6 | 1.6 | 1.6 | 1.6 | 1.6 | 1.6
0072 | Memorial Stadium | 1402 S First St | Owned | No | On | Yes | 05 | 0300G | 202.48 | 100 | NA | NA | XXX03 | Men's Public Restroom | No | DEPT |  | Y | N | N | Y | N | N | Y | N | N | Y | N | N | [15 empty] | .5 GPM Single hole faucets | 1.5 | 1.5 | 1.5 | 1.5 | 1.5 | 1.5 | 1.5 | 1.5 | [5 empty] | 1.6 | 1.6
0072 | Memorial Stadium | 1402 S First St | Owned | No | On | Yes | 05 | 0300K | 202.29 | 100 | NA | NA | XXX03 | Men's Public Restroom | No | DEPT |  | Y | N | N | Y | N | N | Y | N | N | Y | N | N | [15 empty] | .5 GPM Single hole faucets | 1.5 | 1.5 | 1.5 | 1.5 | 1.5 | 1.5 | 1.5 | 1.5 | [5 empty] | 1.6 | 1.6
0072 | Memorial Stadium | 1402 S First St | Owned | No | On | Yes | 05 | 0300M | 202.48 | 100 | NA | NA | XXX04 | Women's Public Restroom | No | DEPT |  | Y | N | N | Y | N | N | Y | N | N | Y | N | N | [15 empty] | .5 GPM Single hole faucets | [13 empty] | 1.6 | 1.6 | 1.6 | 1.6 | 1.6 | 1.6 | 1.6 | 1.6
0072 | Memorial Stadium | 1402 S First St | Owned | No | On | Yes | 05 | 0300O | 202.29 | 100 | NA | NA | XXX03 | Men's Public Restroom | No | DEPT |  | Y | N | N | Y | N | N | Y | N | N | Y | N | N | [15 empty] | .5 GPM Single hole faucets | 1.5 | 1.5 | 1.5 | 1.5 | 1.5 | 1.5 | 1.5 | 1.5 | [5 empty] | 1.6 | 1.6
0072 | Memorial Stadium | 1402 S First St | Owned | No | On | Yes | 05 | 0300Q | 202.48 | 100 | NA | NA | XXX04 | Women's Public Restroom | No | DEPT |  | Y | N | N | Y | N | N | Y | N | N | Y | N | N | [15 empty] | .5 GPM Single hole faucets | [13 empty] | 1.6 | 1.6 | 1.6 | 1.6 | 1.6 | 1.6 | 1.6 | 1.6
0072 | Memorial Stadium | 1402 S First St | Owned | No | On | Yes | 05 | 0401SE | 62.06 | 100 | NA | NA | XXX04 | Women's Public Restroom | No | DEPT | Storage room
0072 | Memorial Stadium | 1402 S First St | Owned | No | On | Yes | 05 | 0402NE | 773.26 | 100 | NA | NA | XXX04 | Women's Public Restroom | No | DEPT |  | 2 Bradley Sinks | [26 empty] | .5 GPM | [13 empty] | 1.6 | 1.6 | 1.6 | 1.6 | 1.6 | 1.6 | 1.6 | 1.6 | 1.6 | 1.6
0072 | Memorial Stadium | 1402 S First St | Owned | No | On | Yes | 05 | 0402SE | 786.28 | 100 | NA | NA | XXX04 | Women's Public Restroom | No | DEPT |  | 2 Bradley Sinks | [26 empty] | .5 GPM | [13 empty] | 1.6 | 1.6 | 1.6 | 1.6 | 1.6 | 1.6 | 1.6 | 1.6 | 1.6 | 1.6
0072 | Memorial Stadium | 1402 S First St | Owned | No | On | Yes | 05 | 0403NE | 427.14 | 100 | NA | NA | XXX03 | Men's Public Restroom | No | DEPT |  | One Bradley Sink | [26 empty] | .5 GPM | 1 | 1 | 1 | 1 | 1 | 1 | [7 empty] | 1.6 | 1.6
0072 | Memorial Stadium | 1402 S First St | Owned | No | On | Yes | 05 | 0403SE | 434.15 | 100 | NA | NA | XXX03 | Men's Public Restroom | No | DEPT |  | One Bradley Sink | [26 empty] | .5 GPM | 1 | 1 | 1 | 1 | 1 | 1 | [7 empty] | 1.6 | 1.6
0072 | Memorial Stadium | 1402 S First St | Owned | No | On | Yes | 06 | 6005 | 336.33 | 100 | NA | NA | XXX04 | Women's Public Restroom | No | DEPT |  | Y | N | N | Y | N | N | Y | N | N | Y | N | N | [15 empty] | .5 GPM Single hole faucets | [13 empty] | 1.6 | 1.6 | 1.6 | 1.6 | 1.6 | 1.6 | 1.6
0072 | Memorial Stadium | 1402 S First St | Owned | No | On | Yes | 06 | 6007 | 336.13 | 100 | NA | NA | XXX03 | Men's Public Restroom | No | DEPT |  | Y | N | N | Y | N | N | Y | N | N | [18 empty] | .5 GPM Single hole faucets | 1 | 1 | 1 | 1 | 1 | [8 empty] | 1.6 | 1.6 | 1.6
0072 | Memorial Stadium | 1402 S First St | Owned | No | On | Yes | 06 | 6042 | 336.11 | 100 | NA | NA | XXX03 | Men's Public Restroom | No | DEPT |  | Y | N | N | Y | N | N | Y | N | N | [18 empty] | .5 GPM Single hole faucets | 1 | 1 | 1 | 1 | 1 | [8 empty] | 1.6 | 1.6 | 1.6
0072 | Memorial Stadium | 1402 S First St | Owned | No | On | Yes | 06 | 6044 | 336.47 | 100 | NA | NA | XXX04 | Women's Public Restroom | No | DEPT |  | Y | N | N | Y | N | N | Y | N | N | Y | N | N | [15 empty] | .5 GPM Single hole faucet | [13 empty] | 1.6 | 1.6 | 1.6 | 1.6 | 1.6 | 1.6 | 1.6
0072 | Memorial Stadium | 1402 S First St | Owned | No | On | Yes | 07 | 7004 | 47.14 | 100 | NA | NA | XXX05 | All-Gender Public Restroom | No | DEPT | There is no RR according to plumber
0072 | Memorial Stadium | 1402 S First St | Owned | No | On | Yes | 07 | 7006 | 336.42 | 100 | NA | NA | XXX04 | Women's Public Restroom | No | DEPT |  | Y | N | N | Y | N | N | Y | N | N | Y | N | N | [15 empty] | .5 GPM Single hole faucet | [13 empty] | 1.6 | 1.6 | 1.6 | 1.6 | 1.6 | 1.6 | 1.6
0072 | Memorial Stadium | 1402 S First St | Owned | No | On | Yes | 07 | 7007 | 336.11 | 100 | NA | NA | XXX03 | Men's Public Restroom | No | DEPT |  | Y | N | N | Y | N | N | Y | N | N | [18 empty] | .5 GPM Single hole faucet | 0.5 | 0.5 | 0.5 | 0.5 | 0.5 | [8 empty] | 1.6 | 1.6 | 1.6
0072 | Memorial Stadium | 1402 S First St | Owned | No | On | Yes | 07 | 7042 | 336.11 | 100 | NA | NA | XXX03 | Men's Public Restroom | No | DEPT |  | Y | N | N | Y | N | N | Y | N | N | [18 empty] | .5 GPM Single hole faucet | 0.5 | 0.5 | 0.5 | 0.5 | 0.5 | [8 empty] | 1.6 | 1.6 | 1.6
0072 | Memorial Stadium | 1402 S First St | Owned | No | On | Yes | 07 | 7043 | 336.38 | 100 | NA | NA | XXX04 | Women's Public Restroom | No | DEPT |  | Y | N | N | Y | N | N | Y | N | N | Y | N | N | [15 empty] | .5 GPM Single hole faucet | [13 empty] | 1.6 | 1.6 | 1.6 | 1.6 | 1.6 | 1.6 | 1.6
0072 | Memorial Stadium | 1402 S First St | Owned | No | On | Yes | 07 | 7045 | 47.14 | 100 | NA | NA | XXX05 | All-Gender Public Restroom | No | DEPT | There is no restroom 7045 according to plumber
0072 | Memorial Stadium | 1402 S First St | Owned | No | On | Yes | 08 | 8006 | 279.14 | 100 | NA | NA | XXX04 | Women's Public Restroom | No | DEPT |  | Y | N | N | Y | N | N | Y | N | N | Y | N | N | [15 empty] | .5 GPM Single hole faucet | [13 empty] | 1.6 | 1.6 | 1.6 | 1.6 | 1.6
0072 | Memorial Stadium | 1402 S First St | Owned | No | On | Yes | 08 | 8007 | 336.11 | 100 | NA | NA | XXX03 | Men's Public Restroom | No | DEPT |  | Y | N | N | Y | N | N | Y | N | N | [18 empty] | .5 GPM Single hole faucet | 0.5 | 0.5 | 0.5 | 0.5 | 0.5 | [8 empty] | 1.6 | 1.6 | 1.6
0072 | Memorial Stadium | 1402 S First St | Owned | No | On | Yes | 08 | 8042 | 336.11 | 100 | NA | NA | XXX03 | Men's Public Restroom | No | DEPT |  | Y | N | N | Y | N | N | Y | N | N | [18 empty] | .5 GPM Single hole faucet | 0.5 | 0.5 | 0.5 | 0.5 | 0.5 | [8 empty] | 1.6 | 1.6 | 1.6
0072 | Memorial Stadium | 1402 S First St | Owned | No | On | Yes | 08 | 8043 | 336.42 | 100 | NA | NA | XXX04 | Women's Public Restroom | No | DEPT |  | Y | N | N | Y | N | N | Y | N | N | Y | N | N | [15 empty] | .5 GPM Single hole faucet | [13 empty] | 1.6 | 1.6 | 1.6 | 1.6 | 1.6 | 1.6 | 1.6
0072 | Memorial Stadium | 1402 S First St | Owned | No | On | Yes | 08 | 8045 | 47.14 | 100 | NA | NA | XXX05 | All-Gender Public Restroom | No | DEPT | There is no restroom 8045 according to plumber
0072 | Memorial Stadium | 1402 S First St | Owned | No | On | Yes | 08 | 8025A | 36.4 | 100 | NA | NA | XXX05 | All-Gender Public Restroom | No | DEPT |  | Y | N | N | [24 empty] | .5 GPM Single hole faucet | [13 empty] | 1.6
0072 | Memorial Stadium | 1402 S First St | Owned | No | On | Yes | 0S | 0007 | 621.8 | 100 | Intercollegiate Athletics | NUNU0336 | 52505 | Athletic_Physical Education Service - Locker Room | No | DEPT
0072 | Memorial Stadium | 1402 S First St | Owned | No | On | Yes | 0S | 0010 | 442.09 | 100 | Intercollegiate Athletics | NUNU0336 | 52505 | Athletic_Physical Education Service - Locker Room | No | DEPT
0072 | Memorial Stadium | 1402 S First St | Owned | No | On | Yes | 0S | 0011 | 357.61 | 100 | Intercollegiate Athletics | NUNU0336 | 52505 | Athletic_Physical Education Service - Locker Room | No | DEPT
0072 | Memorial Stadium | 1402 S First St | Owned | No | On | Yes | 0S | 0007A | 111.84 | 100 | NA | NA | XXX11 | Shower Room | No | DEPT
0072 | Memorial Stadium | 1402 S First St | Owned | No | On | Yes | 0S | 0007B | 119.58 | 100 | NA | NA | XXX11 | Shower Room | No | DEPT |  | Y | N | N | Y | N | N | [21 empty] | .5 GPM Single hole faucet | 0.5 | [12 empty] | 1.6 | 1.6
0072 | Memorial Stadium | 1402 S First St | Owned | No | On | Yes | 0S | 0007NE | 143.39 | 100 | Intercollegiate Athletics | NUNU0336 | 52505 | Athletic_Physical Education Service - Locker Room | No | DEPT | Laundry room
0072 | Memorial Stadium | 1402 S First St | Owned | No | On | Yes | 0S | 0009NE | 162.44 | 100 | NA | NA | XXX04 | Women's Public Restroom | No | DEPT |  | N | Y | N | N | Y | N | [21 empty] | 2.2 GPM | [13 empty] | 1.6 | 1.6
0072 | Memorial Stadium | 1402 S First St | Owned | No | On | Yes | 0S | 0010NE | 208.58 | 100 | Intercollegiate Athletics | NUNU0336 | 52505 | Athletic_Physical Education Service - Locker Room | No | DEPT |  | N | Y | N | [24 empty] | 2.2 GPM | [13 empty] | 1.6
0072 | Memorial Stadium | 1402 S First St | Owned | No | On | Yes | 0S | 0011NE | 214.33 | 100 | Intercollegiate Athletics | NUNU0336 | 52505 | Athletic_Physical Education Service - Locker Room | No | DEPT | Office
0072 | Memorial Stadium | 1402 S First St | Owned | No | On | Yes | 0S | 0012NE | 152.25 | 100 | NA | NA | XXX03 | Men's Public Restroom | No | DEPT | Office
0073 | Agricultural Bioprocess Lab | 1302 W Pennsylvania Ave | Owned | Yes | On | No | 00 | 0006 | 46.75 | 100 | NA | NA | XXX03 | Men's Public Restroom | No | PP |  | N | N | Y | [24 empty] | ? | 1.5 | [12 empty] | 1.6
0073 | Agricultural Bioprocess Lab | 1302 W Pennsylvania Ave | Owned | Yes | On | No | 01 | 0120 | 51.75 | 100 | NA | NA | XXX03 | Men's Public Restroom | No | PP |  | N | N | Y | [24 empty] | ? | 1 | [12 empty] | 1.6
0073 | Agricultural Bioprocess Lab | 1302 W Pennsylvania Ave | Owned | Yes | On | No | 01 | 0121 | 35.16 | 100 | NA | NA | XXX04 | Women's Public Restroom | No | PP |  | N | N | Y | [24 empty] | ? | [13 empty] | 1.6
0073 | Agricultural Bioprocess Lab | 1302 W Pennsylvania Ave | Owned | Yes | On | No | 02 | 0204 | 133.89 | 100 | NA | NA | XXX05 | All-Gender Public Restroom | No | PP |  | N | Y | N | N | Y | N | [21 empty] | ? | [13 empty] | 1.6 | 1.6
0074 | Inst Gov & Public Affairs Building | 1007/1009 W Nevada St | Owned | Yes | On | No | 01 | 0111 | 158.96 | 100 | NA | NA | XXX03 | Men's Public Restroom | No | PP
0074 | Inst Gov & Public Affairs Building | 1007/1009 W Nevada St | Owned | Yes | On | No | 01 | 0112 | 158.96 | 100 | NA | NA | XXX04 | Women's Public Restroom | No | PP
0074 | Inst Gov & Public Affairs Building | 1007/1009 W Nevada St | Owned | Yes | On | No | 02 | 0206 | 35.73 | 100 | NA | NA | XXX03 | Men's Public Restroom | No | PP
0074 | Inst Gov & Public Affairs Building | 1007/1009 W Nevada St | Owned | Yes | On | No | 02 | 0219 | 35.73 | 100 | NA | NA | XXX04 | Women's Public Restroom | No | PP
0075 | Children's Research Center | 2202 Kirk Dr | Owned | Yes | On | No | 00 | 0006 | 80.41 | 100 | NA | NA | XXX04 | Women's Public Restroom | No | PP
0075 | Children's Research Center | 2202 Kirk Dr | Owned | Yes | On | No | 00 | 0010 | 101.87 | 100 | NA | NA | XXX03 | Men's Public Restroom | No | PP
0075 | Children's Research Center | 2202 Kirk Dr | Owned | Yes | On | No | 01 | 0104 | 187.68 | 100 | NA | NA | XXX03 | Men's Public Restroom | No | PP
0075 | Children's Research Center | 2202 Kirk Dr | Owned | Yes | On | No | 01 | 0154 | 187.72 | 100 | NA | NA | XXX04 | Women's Public Restroom | No | PP
0075 | Children's Research Center | 2202 Kirk Dr | Owned | Yes | On | No | 01 | 0107A | 22.6 | 100 | Special Education | KNKN0570 | 25533 | Research Laboratory Service - Restroom | No | PP
0076 | Psychology Laboratory | 603 E Daniel St | Owned | Yes | On | No | 00 | 0001 | 151.37 | 100 | NA | NA | XXX04 | Women's Public Restroom | No | PP |  | Y | Y | N | Y | Y | [36 empty] | 3.5 | 3.5 | 3.5
0076 | Psychology Laboratory | 603 E Daniel St | Owned | Yes | On | No | 00 | 0007 | 155.51 | 100 | NA | NA | XXX03 | Men's Public Restroom | No | PP |  | Y | Y | N | Y | Y | [23 empty] | 1 | 1
0076 | Psychology Laboratory | 603 E Daniel St | Owned | Yes | On | No | 01 | 0102 | 85.22 | 100 | NA | NA | XXX05 | All-Gender Public Restroom | No | PP |  | Y | N | N | N | N | [22 empty] | One hole sink | [13 empty] | 1.6
0076 | Psychology Laboratory | 603 E Daniel St | Owned | Yes | On | No | 02 | 0200 | 99.36 | 100 | NA | NA | XXX04 | Women's Public Restroom | No | PP |  | Y | Y | N | N | N | [36 empty] | 3.5
0076 | Psychology Laboratory | 603 E Daniel St | Owned | Yes | On | No | 02 | 0206 | 104.91 | 100 | NA | NA | XXX03 | Men's Public Restroom | No | PP |  | Y | Y | N | Y | Y | [23 empty] | 1 | 1 | [11 empty] | 3.5 | 3.5
0076 | Psychology Laboratory | 603 E Daniel St | Owned | Yes | On | No | 03 | 0300 | 99.36 | 100 | NA | NA | XXX04 | Women's Public Restroom | No | PP |  | Y | Y | N | N | N | [36 empty] | 3.5 | 3.5
0076 | Psychology Laboratory | 603 E Daniel St | Owned | Yes | On | No | 03 | 0306 | 104.91 | 100 | NA | NA | XXX03 | Men's Public Restroom | No | PP |  | Y | Y | N | Y | Y | [23 empty] | 1 | 1 | [11 empty] | 3.5 | 3.5
0076 | Psychology Laboratory | 603 E Daniel St | Owned | Yes | On | No | 04 | 0400 | 99.37 | 100 | NA | NA | XXX04 | Women's Public Restroom | No | PP |  | Y | Y | N | N | N | [36 empty] | 3.5
0076 | Psychology Laboratory | 603 E Daniel St | Owned | Yes | On | No | 04 | 0406 | 104.91 | 100 | NA | NA | XXX03 | Men's Public Restroom | No | PP |  | Y | Y | N | Y | Y | [23 empty] | 1 | 1 | [11 empty] | 3.5 | 3.5
0076 | Psychology Laboratory | 603 E Daniel St | Owned | Yes | On | No | 05 | 0500 | 101.1 | 100 | NA | NA | XXX04 | Women's Public Restroom | No | PP |  | Y | Y | N | N | N | [36 empty] | 3.5
0076 | Psychology Laboratory | 603 E Daniel St | Owned | Yes | On | No | 05 | 0506 | 104.91 | 100 | NA | NA | XXX03 | Men's Public Restroom | No | PP |  | Y | Y | N | Y | Y | [23 empty] | 1 | 1 | [11 empty] | 3.5 | 3.5
0076 | Psychology Laboratory | 603 E Daniel St | Owned | Yes | On | No | 06 | 0600 | 101.1 | 100 | NA | NA | XXX04 | Women's Public Restroom | No | PP |  | Y | Y | N | N | N | [36 empty] | 3.5 | 3.5
0076 | Psychology Laboratory | 603 E Daniel St | Owned | Yes | On | No | 06 | 0606 | 104.91 | 100 | NA | NA | XXX03 | Men's Public Restroom | No | PP |  | Y | Y | N | Y | Y | [23 empty] | 1 | 1 | [11 empty] | 3.5 | 3.5
0076 | Psychology Laboratory | 603 E Daniel St | Owned | Yes | On | No | 07 | 0700 | 101.1 | 100 | NA | NA | XXX04 | Women's Public Restroom | No | PP |  | Y | Y | N | N | N | [36 empty] | 3.5 | 3.5
0076 | Psychology Laboratory | 603 E Daniel St | Owned | Yes | On | No | 07 | 0706 | 104.91 | 100 | NA | NA | XXX03 | Men's Public Restroom | No | PP |  | Y | Y | N | Y | Y | [23 empty] | 1 | 1 | [11 empty] | 3.5 | 3.5
0076 | Psychology Laboratory | 603 E Daniel St | Owned | Yes | On | No | 08 | 0800 | 101.1 | 100 | NA | NA | XXX04 | Women's Public Restroom | No | PP |  | Y | Y | N | N | N | [36 empty] | 3.5 | 3.5
0076 | Psychology Laboratory | 603 E Daniel St | Owned | Yes | On | No | 08 | 0806 | 104.91 | 100 | NA | NA | XXX03 | Men's Public Restroom | No | PP |  | Y | Y | N | Y | Y | [23 empty] | 1 | 1 | [11 empty] | 3.5 | 3.5
0077 | Plant Services Building - Northeast | 107 S Gregory St | Owned | Yes | On | No | 01 | 0100 | 34.66 | 100 | NA | NA | XXX05 | All-Gender Public Restroom | No | PP
0077 | Plant Services Building - Northeast | 107 S Gregory St | Owned | Yes | On | No | 01 | 0102 | 29.93 | 100 | NA | NA | XXX05 | All-Gender Public Restroom | No | PP
0078 | Snyder Hall | 206 Peabody Dr | Owned | No | On | Yes | 01 | 0105 | 153.12 | 100 | NA | NA | XXX03 | Men's Public Restroom | No | DEPT
0078 | Snyder Hall | 206 Peabody Dr | Owned | No | On | Yes | 01 | 0129 | 198.28 | 100 | NA | NA | XXX04 | Women's Public Restroom | No | DEPT
0080 | Weston Hall | 204 Peabody Dr | Owned | No | On | Yes | 00 | 0021 | 169.24 | 100 | NA | NA | XXX04 | Women's Public Restroom | No | DEPT
0080 | Weston Hall | 204 Peabody Dr | Owned | No | On | Yes | 00 | 0022 | 153.39 | 100 | NA | NA | XXX03 | Men's Public Restroom | No | DEPT
0084 | Hopkins Hall | 1208 S First St | Owned | No | On | Yes | 01 | 0105 | 198.28 | 100 | NA | NA | XXX04 | Women's Public Restroom | No | DEPT
0084 | Hopkins Hall | 1208 S First St | Owned | No | On | Yes | 01 | 0139 | 153.12 | 100 | NA | NA | XXX03 | Men's Public Restroom | No | DEPT
0087 | Clark Hall | 1203 S Fourth St | Owned | No | On | Yes | 00 | 0038 | 149.02 | 100 | NA | NA | XXX03 | Men's Public Restroom | No | DEPT
0087 | Clark Hall | 1203 S Fourth St | Owned | No | On | Yes | 00 | 0057 | 221.67 | 100 | NA | NA | XXX04 | Women's Public Restroom | No | DEPT
0087 | Clark Hall | 1203 S Fourth St | Owned | No | On | Yes | 03 | 0326B | 47.69 | 100 | NA | NA | XXX05 | All-Gender Public Restroom | No | DEPT
0089 | Flagg Hall | 1207 S Fourth St | Owned | Yes | On | No | 00 | 0051 | 43.42 | 100 | NA | NA | XXX04 | Women's Public Restroom | No | PP
0089 | Flagg Hall | 1207 S Fourth St | Owned | Yes | On | No | 00 | 0053 | 134.78 | 100 | NA | NA | XXX03 | Men's Public Restroom | No | PP
0089 | Flagg Hall | 1207 S Fourth St | Owned | Yes | On | No | 03 | 0319B | 198.25 | 100 | NA | NA | XXX04 | Women's Public Restroom | No | PP
0089 | Flagg Hall | 1207 S Fourth St | Owned | Yes | On | No | 04 | 0417B | 198.25 | 100 | NA | NA | XXX03 | Men's Public Restroom | No | PP
0090 | Noble Hall | 1209 S Fourth St | Owned | Yes | On | No | 00 | 0014 | 40.28 | 100 | NA | NA | XXX03 | Men's Public Restroom | No | PP
0090 | Noble Hall | 1209 S Fourth St | Owned | Yes | On | No | 00 | 0016 | 46.19 | 100 | NA | NA | XXX04 | Women's Public Restroom | No | PP
0090 | Noble Hall | 1209 S Fourth St | Owned | Yes | On | No | 01 | 0112 | 50.17 | 100 | NA | NA | XXX03 | Men's Public Restroom | No | PP
0090 | Noble Hall | 1209 S Fourth St | Owned | Yes | On | No | 01 | 0114 | 50.67 | 100 | NA | NA | XXX04 | Women's Public Restroom | No | PP
0090 | Noble Hall | 1209 S Fourth St | Owned | Yes | On | No | 02 | 0212 | 50.17 | 100 | NA | NA | XXX03 | Men's Public Restroom | No | PP |  | Y | Y | N | [38 empty] | 3.5
0090 | Noble Hall | 1209 S Fourth St | Owned | Yes | On | No | 02 | 0214 | 50.67 | 100 | NA | NA | XXX04 | Women's Public Restroom | No | PP |  | N | Y | N | [24 empty] | 2.0 GPM | [13 empty] | 3.5
0090 | Noble Hall | 1209 S Fourth St | Owned | Yes | On | No | 03 | 0312 | 50.17 | 100 | NA | NA | XXX03 | Men's Public Restroom | No | PP
0090 | Noble Hall | 1209 S Fourth St | Owned | Yes | On | No | 03 | 0314 | 50.67 | 100 | NA | NA | XXX04 | Women's Public Restroom | No | PP
0090 | Noble Hall | 1209 S Fourth St | Owned | Yes | On | No | 04 | 0412 | 50.17 | 100 | NA | NA | XXX03 | Men's Public Restroom | No | PP
0090 | Noble Hall | 1209 S Fourth St | Owned | Yes | On | No | 04 | 0414 | 50.67 | 100 | NA | NA | XXX04 | Women's Public Restroom | No | PP
0092 | Taft Hall | 1213 S Fourth St | Owned | No | On | Yes | 00 | 0103 | 146.19 | 100 | NA | NA | XXX05 | All-Gender Public Restroom | No | DEPT
0092 | Taft Hall | 1213 S Fourth St | Owned | No | On | Yes | 0B | 0003 | 88.72 | 100 | NA | NA | XXX04 | Women's Public Restroom | No | DEPT
0092 | Taft Hall | 1213 S Fourth St | Owned | No | On | Yes | 0B | 0009 | 67.89 | 100 | NA | NA | XXX03 | Men's Public Restroom | No | DEPT
0094 | Alice Campbell Alumni Center | 601 S Lincoln Ave | Owned | Yes | On | No | 00 | 0006 | 179.96 | 100 | NA | NA | XXX04 | Women's Public Restroom | No | PP |  | N | N | Y | N | N | Y | [35 empty] | 1.6 | 1.6 | 1.6
0094 | Alice Campbell Alumni Center | 601 S Lincoln Ave | Owned | Yes | On | No | 00 | 0008 | 179.94 | 100 | NA | NA | XXX03 | Men's Public Restroom | No | PP |  | N | N | Y | N | N | Y | [22 empty] | 1 | [12 empty] | 1.6 | 1.6
0094 | Alice Campbell Alumni Center | 601 S Lincoln Ave | Owned | Yes | On | No | 01 | 1006 | 394.53 | 100 | NA | NA | XXX04 | Women's Public Restroom | No | PP |  | N | N | N | N | N | N | [35 empty] | 1.6 | 1.6 | 1.6 | 1.6 | 1.6 | 1.6
0094 | Alice Campbell Alumni Center | 601 S Lincoln Ave | Owned | Yes | On | No | 01 | 1008 | 259.3 | 100 | NA | NA | XXX03 | Men's Public Restroom | No | PP |  | N | N | N | N | N | N | N | N | N | [19 empty] | 1 | 1 | 1 | [10 empty] | 1.6 | 1.6 | 1.6
0094 | Alice Campbell Alumni Center | 601 S Lincoln Ave | Owned | Yes | On | No | 02 | 2006 | 181.47 | 100 | NA | NA | XXX04 | Women's Public Restroom | No | PP |  | N | N | N | N | N | N | [35 empty] | 1.6 | 1.6 | 1.6 | 1.6
0094 | Alice Campbell Alumni Center | 601 S Lincoln Ave | Owned | Yes | On | No | 02 | 2008 | 190.13 | 100 | NA | NA | XXX03 | Men's Public Restroom | No | PP |  | N | N | N | N | N | N | [35 empty] | 1.6 | 1.6
0094 | Alice Campbell Alumni Center | 601 S Lincoln Ave | Owned | Yes | On | No | 02 | 2013E1 | 75.15 | 100 | UI Alumni Alliance | AMAM1637 | 31533 | Office Service - Restroom | No | PP |  | N | N | N | [38 empty] | 1.6 | [12 empty] | Tank type
0094 | Alice Campbell Alumni Center | 601 S Lincoln Ave | Owned | Yes | On | No | 03 | 3006 | 180.51 | 100 | NA | NA | XXX04 | Women's Public Restroom | No | PP |  | N | N | N | N | N | N | [35 empty] | 1.6 | 1.6 | 1.6 | 1.6
0094 | Alice Campbell Alumni Center | 601 S Lincoln Ave | Owned | Yes | On | No | 03 | 3008 | 178.83 | 100 | NA | NA | XXX03 | Men's Public Restroom | No | PP |  | N | N | N | N | N | N | [22 empty] | 1 | 1 | [11 empty] | 1.6 | 1.6
0095 | Superconductivity Center | 100 S Goodwin Ave | Owned | Yes | On | No | 00 | 0023 | 163.95 | 100 | NA | NA | XXX04 | Women's Public Restroom | No | PP |  | Y | N | N | Y | Y | N | [21 empty] | LAV1 1 button auto | [13 empty] | 3.5 | 3.5 | [11 empty] | WC2 ADA
0095 | Superconductivity Center | 100 S Goodwin Ave | Owned | Yes | On | No | 01 | 1001 | 105.27 | 100 | NA | NA | XXX03 | Men's Public Restroom | No | PP |  | Y | Y | N | Y | N | N | [21 empty] | LAV2 1 button auto | [13 empty] | 3.5 | 3.5 | [11 empty] | WC2 ADA
0095 | Superconductivity Center | 100 S Goodwin Ave | Owned | Yes | On | No | 01 | 1025 | 107.61 | 100 | NA | NA | XXX04 | Women's Public Restroom | No | PP |  | Y | Y | N | Y | Y | N | [21 empty] | ? | 3.5 | [11 empty] | ADA | 3.5 | [12 empty] | ADA
0095 | Superconductivity Center | 100 S Goodwin Ave | Owned | Yes | On | No | 02 | 2002 | 107.53 | 100 | NA | NA | XXX03 | Men's Public Restroom | No | PP |  | Y | Y | N | Y | Y | N | [21 empty] | ? | 3.5 | [11 empty] | ADA | 3.5 | [12 empty] | ADA
0095 | Superconductivity Center | 100 S Goodwin Ave | Owned | Yes | On | No | 02 | 2018 | 129.4 | 100 | NA | NA | XXX04 | Women's Public Restroom | No | PP |  | Y | Y | N | Y | Y | N | [21 empty] | ? | [13 empty] | 3.5 | 3.5 | [11 empty] | WC2 ADA
0095 | Superconductivity Center | 100 S Goodwin Ave | Owned | Yes | On | No | 03 | 3004 | 106.22 | 100 | NA | NA | XXX03 | Men's Public Restroom | No | PP |  | Y | Y | N | Y | N | N | [21 empty] | LAV2 1 button auto | 3.5 | [11 empty] | ADA | 3.5 | [12 empty] | ADA
0095 | Superconductivity Center | 100 S Goodwin Ave | Owned | Yes | On | No | 03 | 3025 | 163.81 | 100 | NA | NA | XXX04 | Women's Public Restroom | No | PP |  | Y | Y | N | Y | Y | N | [21 empty] | ? | [13 empty] | 3.5 | 3.5 | [11 empty] | WC2 ADA
0099 | Undergraduate Library | 1402 Gregory Dr | Owned | Yes | On | No | 00 | 0246 | 312.01 | 100 | NA | NA | XXX04 | Women's Public Restroom | No | PP |  | Y | N | Y | Y | N | Y | Y | N | Y | Y | N | Y | Y | N | Y | [26 empty] | 1.6 | 1.6 | 1.6 | 1.6 | 1.6 | 1.6
0099 | Undergraduate Library | 1402 Gregory Dr | Owned | Yes | On | No | 00 | 0259 | 311.48 | 100 | NA | NA | XXX03 | Men's Public Restroom | No | PP |  | N | N | Y | N | N | Y | N | N | Y | Y | N | Y | N | Y | N | [13 empty] | 1.5 | 1.5 | 1.5 | 1.5 | [9 empty] | 1.6 | 1.6 | 1.6 | 1.6 | 1.6 | 1.6
0099 | Undergraduate Library | 1402 Gregory Dr | Owned | Yes | On | No | 00 | 0297 | 191.33 | 100 | NA | NA | XXX03 | Men's Public Restroom | No | PP |  | N | N | Y | Y | Y | Y | N | Y | N | N | N | N | N | N | N | [13 empty] | 1.5 | 1.5 | [11 empty] | 1.6 | 1.6
0099 | Undergraduate Library | 1402 Gregory Dr | Owned | Yes | On | No | SB | 0146 | 312.01 | 100 | NA | NA | XXX04 | Women's Public Restroom | No | PP |  | Y | N | Y | N | N | Y | Y | N | Y | Y | N | Y | Y | N | Y | [26 empty] | 1.6 | 1.6 | 1.6 | 1.6 | 1.6 | 1.6 | 1.6
0099 | Undergraduate Library | 1402 Gregory Dr | Owned | Yes | On | No | SB | 0159 | 342.98 | 100 | NA | NA | XXX03 | Men's Public Restroom | No | PP |  | N | N | Y | N | N | Y | N | N | Y | N | N | Y | N | N | Y | [13 empty] | 1.5 | 1.5 | 1.5 | 1.5 | [9 empty] | 1.6 | 1.6 | 1.6 | 1.6 | 1.6 | 1.6 | 1.6
0099 | Undergraduate Library | 1402 Gregory Dr | Owned | Yes | On | No | SB | 0197 | 189.72 | 100 | NA | NA | XXX04 | Women's Public Restroom | No | PP |  | Y | N | Y | Y | N | Y | Y | N | Y | N | N | Y | N | N | N | [26 empty] | 1.6 | 1.6 | 1.6
0100 | President's House | 711 W Florida Ave | Owned | Yes | On | No | 01 | 0102 | 40 | 100 | NA | NA | XXX03 | Men's Public Restroom | No | PP |  | N | N | Y | [24 empty] | ? | [13 empty] | 1.6
0100 | President's House | 711 W Florida Ave | Owned | Yes | On | No | 01 | 0112 | 63 | 100 | NA | NA | XXX04 | Women's Public Restroom | No | PP |  | N | N | Y | [24 empty] | ? | [13 empty] | 1.6
0100 | President's House | 711 W Florida Ave | Owned | Yes | On | No | 01 | 0102A | 12.57 | 100 | NA | NA | XXX03 | Men's Public Restroom | No | PP |  | N | N | Y | [24 empty] | 2.0 GPM | [13 empty] | 1.28
0100 | President's House | 711 W Florida Ave | Owned | Yes | On | No | 01 | 0112A | 12.99 | 100 | NA | NA | XXX04 | Women's Public Restroom | No | PP
0102 | Saunders Hall | 902 College Ct | Owned | No | On | Yes | 00 | 0043A | 52.76 | 100 | NA | NA | XXX05 | All-Gender Public Restroom | No | DEPT
0102 | Saunders Hall | 902 College Ct | Owned | No | On | Yes | 00 | 0043B | 65.07 | 100 | NA | NA | XXX05 | All-Gender Public Restroom | No | DEPT
0102 | Saunders Hall | 902 College Ct | Owned | No | On | Yes | 00 | 0043C | 71.04 | 100 | NA | NA | XXX05 | All-Gender Public Restroom | No | DEPT
0102 | Saunders Hall | 902 College Ct | Owned | No | On | Yes | 00 | 0043D | 72.75 | 100 | NA | NA | XXX05 | All-Gender Public Restroom | No | DEPT
0102 | Saunders Hall | 902 College Ct | Owned | No | On | Yes | 00 | 0043E | 46.06 | 100 | NA | NA | XXX05 | All-Gender Public Restroom | No | DEPT
0102 | Saunders Hall | 902 College Ct | Owned | No | On | Yes | 01 | 0142A | 141.82 | 100 | NA | NA | XXX05 | All-Gender Public Restroom | No | DEPT
0102 | Saunders Hall | 902 College Ct | Owned | No | On | Yes | 01 | 0142B | 48.43 | 100 | NA | NA | XXX05 | All-Gender Public Restroom | No | DEPT
0102 | Saunders Hall | 902 College Ct | Owned | No | On | Yes | 01 | 0142C | 48.43 | 100 | NA | NA | XXX05 | All-Gender Public Restroom | No | DEPT
0102 | Saunders Hall | 902 College Ct | Owned | No | On | Yes | 01 | 0142D | 65.81 | 100 | NA | NA | XXX05 | All-Gender Public Restroom | No | DEPT
0102 | Saunders Hall | 902 College Ct | Owned | No | On | Yes | 01 | 0142E | 65.81 | 100 | NA | NA | XXX05 | All-Gender Public Restroom | No | DEPT
0102 | Saunders Hall | 902 College Ct | Owned | No | On | Yes | 01 | 0143A | 63.14 | 100 | NA | NA | XXX05 | All-Gender Public Restroom | No | DEPT
0102 | Saunders Hall | 902 College Ct | Owned | No | On | Yes | 01 | 0143B | 63.14 | 100 | NA | NA | XXX05 | All-Gender Public Restroom | No | DEPT
0102 | Saunders Hall | 902 College Ct | Owned | No | On | Yes | 01 | 0143C | 46.07 | 100 | NA | NA | XXX05 | All-Gender Public Restroom | No | DEPT
0102 | Saunders Hall | 902 College Ct | Owned | No | On | Yes | 01 | 0143D | 46.07 | 100 | NA | NA | XXX05 | All-Gender Public Restroom | No | DEPT
0102 | Saunders Hall | 902 College Ct | Owned | No | On | Yes | 02 | 0242A | 141.82 | 100 | NA | NA | XXX05 | All-Gender Public Restroom | No | DEPT
0102 | Saunders Hall | 902 College Ct | Owned | No | On | Yes | 02 | 0242B | 48.43 | 100 | NA | NA | XXX05 | All-Gender Public Restroom | No | DEPT
0102 | Saunders Hall | 902 College Ct | Owned | No | On | Yes | 02 | 0242C | 48.43 | 100 | NA | NA | XXX05 | All-Gender Public Restroom | No | DEPT
0102 | Saunders Hall | 902 College Ct | Owned | No | On | Yes | 02 | 0242D | 63.14 | 100 | NA | NA | XXX05 | All-Gender Public Restroom | No | DEPT
0102 | Saunders Hall | 902 College Ct | Owned | No | On | Yes | 02 | 0242E | 63.14 | 100 | NA | NA | XXX05 | All-Gender Public Restroom | No | DEPT
0102 | Saunders Hall | 902 College Ct | Owned | No | On | Yes | 02 | 0243A | 63.14 | 100 | NA | NA | XXX05 | All-Gender Public Restroom | No | DEPT
0102 | Saunders Hall | 902 College Ct | Owned | No | On | Yes | 02 | 0243B | 63.14 | 100 | NA | NA | XXX05 | All-Gender Public Restroom | No | DEPT
0102 | Saunders Hall | 902 College Ct | Owned | No | On | Yes | 02 | 0243C | 46.07 | 100 | NA | NA | XXX05 | All-Gender Public Restroom | No | DEPT
0102 | Saunders Hall | 902 College Ct | Owned | No | On | Yes | 02 | 0243D | 46.07 | 100 | NA | NA | XXX05 | All-Gender Public Restroom | No | DEPT
0102 | Saunders Hall | 902 College Ct | Owned | No | On | Yes | 03 | 0342A | 141.82 | 100 | NA | NA | XXX05 | All-Gender Public Restroom | No | DEPT
0102 | Saunders Hall | 902 College Ct | Owned | No | On | Yes | 03 | 0342B | 48.43 | 100 | NA | NA | XXX05 | All-Gender Public Restroom | No | DEPT
0102 | Saunders Hall | 902 College Ct | Owned | No | On | Yes | 03 | 0342C | 48.43 | 100 | NA | NA | XXX05 | All-Gender Public Restroom | No | DEPT
0102 | Saunders Hall | 902 College Ct | Owned | No | On | Yes | 03 | 0342D | 63.14 | 100 | NA | NA | XXX05 | All-Gender Public Restroom | No | DEPT
0102 | Saunders Hall | 902 College Ct | Owned | No | On | Yes | 03 | 0342E | 63.14 | 100 | NA | NA | XXX05 | All-Gender Public Restroom | No | DEPT
0102 | Saunders Hall | 902 College Ct | Owned | No | On | Yes | 03 | 0343A | 63.14 | 100 | NA | NA | XXX05 | All-Gender Public Restroom | No | DEPT
0102 | Saunders Hall | 902 College Ct | Owned | No | On | Yes | 03 | 0343B | 63.14 | 100 | NA | NA | XXX05 | All-Gender Public Restroom | No | DEPT
0102 | Saunders Hall | 902 College Ct | Owned | No | On | Yes | 03 | 0343C | 46.07 | 100 | NA | NA | XXX05 | All-Gender Public Restroom | No | DEPT
0102 | Saunders Hall | 902 College Ct | Owned | No | On | Yes | 03 | 0343D | 46.07 | 100 | NA | NA | XXX05 | All-Gender Public Restroom | No | DEPT
0102 | Saunders Hall | 902 College Ct | Owned | No | On | Yes | 04 | 0442A | 141.82 | 100 | NA | NA | XXX05 | All-Gender Public Restroom | No | DEPT
0102 | Saunders Hall | 902 College Ct | Owned | No | On | Yes | 04 | 0442B | 48.43 | 100 | NA | NA | XXX05 | All-Gender Public Restroom | No | DEPT
0102 | Saunders Hall | 902 College Ct | Owned | No | On | Yes | 04 | 0442C | 48.43 | 100 | NA | NA | XXX05 | All-Gender Public Restroom | No | DEPT
0102 | Saunders Hall | 902 College Ct | Owned | No | On | Yes | 04 | 0442D | 63.14 | 100 | NA | NA | XXX05 | All-Gender Public Restroom | No | DEPT
0102 | Saunders Hall | 902 College Ct | Owned | No | On | Yes | 04 | 0442E | 63.14 | 100 | NA | NA | XXX05 | All-Gender Public Restroom | No | DEPT
0102 | Saunders Hall | 902 College Ct | Owned | No | On | Yes | 04 | 0443A | 63.14 | 100 | NA | NA | XXX05 | All-Gender Public Restroom | No | DEPT
0102 | Saunders Hall | 902 College Ct | Owned | No | On | Yes | 04 | 0443B | 63.14 | 100 | NA | NA | XXX05 | All-Gender Public Restroom | No | DEPT
0102 | Saunders Hall | 902 College Ct | Owned | No | On | Yes | 04 | 0443C | 46.07 | 100 | NA | NA | XXX05 | All-Gender Public Restroom | No | DEPT
0102 | Saunders Hall | 902 College Ct | Owned | No | On | Yes | 04 | 0443D | 46.07 | 100 | NA | NA | XXX05 | All-Gender Public Restroom | No | DEPT
0103 | Babcock Hall | 1002 College Ct | Owned | No | On | Yes | 00 | 0043A | 52.76 | 100 | NA | NA | XXX05 | All-Gender Public Restroom | No | DEPT
0103 | Babcock Hall | 1002 College Ct | Owned | No | On | Yes | 00 | 0043B | 65.07 | 100 | NA | NA | XXX05 | All-Gender Public Restroom | No | DEPT
0103 | Babcock Hall | 1002 College Ct | Owned | No | On | Yes | 00 | 0043C | 71.04 | 100 | NA | NA | XXX05 | All-Gender Public Restroom | No | DEPT
0103 | Babcock Hall | 1002 College Ct | Owned | No | On | Yes | 00 | 0043D | 72.75 | 100 | NA | NA | XXX05 | All-Gender Public Restroom | No | DEPT
0103 | Babcock Hall | 1002 College Ct | Owned | No | On | Yes | 00 | 0043E | 46.06 | 100 | NA | NA | XXX05 | All-Gender Public Restroom | No | DEPT
0103 | Babcock Hall | 1002 College Ct | Owned | No | On | Yes | 01 | 0142A | 141.92 | 100 | NA | NA | XXX05 | All-Gender Public Restroom | No | DEPT
0103 | Babcock Hall | 1002 College Ct | Owned | No | On | Yes | 01 | 0142B | 48.43 | 100 | NA | NA | XXX05 | All-Gender Public Restroom | No | DEPT
0103 | Babcock Hall | 1002 College Ct | Owned | No | On | Yes | 01 | 0142C | 48.43 | 100 | NA | NA | XXX05 | All-Gender Public Restroom | No | DEPT
0103 | Babcock Hall | 1002 College Ct | Owned | No | On | Yes | 01 | 0142D | 65.81 | 100 | NA | NA | XXX05 | All-Gender Public Restroom | No | DEPT
0103 | Babcock Hall | 1002 College Ct | Owned | No | On | Yes | 01 | 0142E | 65.81 | 100 | NA | NA | XXX05 | All-Gender Public Restroom | No | DEPT
0103 | Babcock Hall | 1002 College Ct | Owned | No | On | Yes | 01 | 0143A | 63.14 | 100 | NA | NA | XXX05 | All-Gender Public Restroom | No | DEPT
0103 | Babcock Hall | 1002 College Ct | Owned | No | On | Yes | 01 | 0143B | 63.14 | 100 | NA | NA | XXX05 | All-Gender Public Restroom | No | DEPT
0103 | Babcock Hall | 1002 College Ct | Owned | No | On | Yes | 01 | 0143C | 46.07 | 100 | NA | NA | XXX05 | All-Gender Public Restroom | No | DEPT
0103 | Babcock Hall | 1002 College Ct | Owned | No | On | Yes | 01 | 0143D | 46.07 | 100 | NA | NA | XXX05 | All-Gender Public Restroom | No | DEPT
0103 | Babcock Hall | 1002 College Ct | Owned | No | On | Yes | 02 | 0242A | 141.82 | 100 | NA | NA | XXX05 | All-Gender Public Restroom | No | DEPT
0103 | Babcock Hall | 1002 College Ct | Owned | No | On | Yes | 02 | 0242B | 48.43 | 100 | NA | NA | XXX05 | All-Gender Public Restroom | No | DEPT
0103 | Babcock Hall | 1002 College Ct | Owned | No | On | Yes | 02 | 0242C | 48.43 | 100 | NA | NA | XXX05 | All-Gender Public Restroom | No | DEPT
0103 | Babcock Hall | 1002 College Ct | Owned | No | On | Yes | 02 | 0242D | 63.14 | 100 | NA | NA | XXX05 | All-Gender Public Restroom | No | DEPT
0103 | Babcock Hall | 1002 College Ct | Owned | No | On | Yes | 02 | 0242E | 63.14 | 100 | NA | NA | XXX05 | All-Gender Public Restroom | No | DEPT
0103 | Babcock Hall | 1002 College Ct | Owned | No | On | Yes | 02 | 0243A | 63.14 | 100 | NA | NA | XXX05 | All-Gender Public Restroom | No | DEPT
0103 | Babcock Hall | 1002 College Ct | Owned | No | On | Yes | 02 | 0243B | 63.14 | 100 | NA | NA | XXX05 | All-Gender Public Restroom | No | DEPT
0103 | Babcock Hall | 1002 College Ct | Owned | No | On | Yes | 02 | 0243C | 46.07 | 100 | NA | NA | XXX05 | All-Gender Public Restroom | No | DEPT
0103 | Babcock Hall | 1002 College Ct | Owned | No | On | Yes | 02 | 0243D | 46.07 | 100 | NA | NA | XXX05 | All-Gender Public Restroom | No | DEPT
0103 | Babcock Hall | 1002 College Ct | Owned | No | On | Yes | 03 | 0342A | 141.82 | 100 | NA | NA | XXX05 | All-Gender Public Restroom | No | DEPT
0103 | Babcock Hall | 1002 College Ct | Owned | No | On | Yes | 03 | 0342B | 48.43 | 100 | NA | NA | XXX05 | All-Gender Public Restroom | No | DEPT
0103 | Babcock Hall | 1002 College Ct | Owned | No | On | Yes | 03 | 0342C | 48.43 | 100 | NA | NA | XXX05 | All-Gender Public Restroom | No | DEPT
0103 | Babcock Hall | 1002 College Ct | Owned | No | On | Yes | 03 | 0342D | 63.14 | 100 | NA | NA | XXX05 | All-Gender Public Restroom | No | DEPT
0103 | Babcock Hall | 1002 College Ct | Owned | No | On | Yes | 03 | 0342E | 63.14 | 100 | NA | NA | XXX05 | All-Gender Public Restroom | No | DEPT
0103 | Babcock Hall | 1002 College Ct | Owned | No | On | Yes | 03 | 0343A | 63.14 | 100 | NA | NA | XXX05 | All-Gender Public Restroom | No | DEPT
0103 | Babcock Hall | 1002 College Ct | Owned | No | On | Yes | 03 | 0343B | 63.14 | 100 | NA | NA | XXX05 | All-Gender Public Restroom | No | DEPT
0103 | Babcock Hall | 1002 College Ct | Owned | No | On | Yes | 03 | 0343C | 46.07 | 100 | NA | NA | XXX05 | All-Gender Public Restroom | No | DEPT
0103 | Babcock Hall | 1002 College Ct | Owned | No | On | Yes | 03 | 0343D | 46.07 | 100 | NA | NA | XXX05 | All-Gender Public Restroom | No | DEPT
0103 | Babcock Hall | 1002 College Ct | Owned | No | On | Yes | 04 | 0442A | 141.82 | 100 | NA | NA | XXX05 | All-Gender Public Restroom | No | DEPT
0103 | Babcock Hall | 1002 College Ct | Owned | No | On | Yes | 04 | 0442B | 48.43 | 100 | NA | NA | XXX05 | All-Gender Public Restroom | No | DEPT
0103 | Babcock Hall | 1002 College Ct | Owned | No | On | Yes | 04 | 0442C | 48.43 | 100 | NA | NA | XXX05 | All-Gender Public Restroom | No | DEPT
0103 | Babcock Hall | 1002 College Ct | Owned | No | On | Yes | 04 | 0442D | 63.14 | 100 | NA | NA | XXX05 | All-Gender Public Restroom | No | DEPT
0103 | Babcock Hall | 1002 College Ct | Owned | No | On | Yes | 04 | 0442E | 63.14 | 100 | NA | NA | XXX05 | All-Gender Public Restroom | No | DEPT
0103 | Babcock Hall | 1002 College Ct | Owned | No | On | Yes | 04 | 0443A | 63.14 | 100 | NA | NA | XXX05 | All-Gender Public Restroom | No | DEPT
0103 | Babcock Hall | 1002 College Ct | Owned | No | On | Yes | 04 | 0443B | 63.14 | 100 | NA | NA | XXX05 | All-Gender Public Restroom | No | DEPT
0103 | Babcock Hall | 1002 College Ct | Owned | No | On | Yes | 04 | 0443C | 46.07 | 100 | NA | NA | XXX05 | All-Gender Public Restroom | No | DEPT
0103 | Babcock Hall | 1002 College Ct | Owned | No | On | Yes | 04 | 0443D | 46.07 | 100 | NA | NA | XXX05 | All-Gender Public Restroom | No | DEPT
0105 | Pennsylvania Lounge Building | 906 College Ct | Owned | No | On | Yes | 01 | 0109 | 215.17 | 100 | NA | NA | XXX04 | Women's Public Restroom | No | DEPT
0105 | Pennsylvania Lounge Building | 906 College Ct | Owned | No | On | Yes | 01 | 0126 | 188.31 | 100 | NA | NA | XXX03 | Men's Public Restroom | No | DEPT
0106 | Illini Union Bookstore | 807/809 S Wright St | Owned | Split | On | Yes | 00 | 0016 | 175.97 | 100 | NA | NA | XXX04 | Women's Public Restroom | No | SPLIT |  | N | N | Y | N | N | Y | [21 empty] | ? | [13 empty] | 3.5 | 3.5
0106 | Illini Union Bookstore | 807/809 S Wright St | Owned | Split | On | Yes | 00 | 0017 | 141.94 | 100 | NA | NA | XXX03 | Men's Public Restroom | No | SPLIT |  | N | N | Y | [24 empty] | ? | 1.6 | [12 empty] | 3.5
0106 | Illini Union Bookstore | 807/809 S Wright St | Owned | Split | On | Yes | 02 | 0207 | 206.07 | 100 | NA | NA | XXX04 | Women's Public Restroom | No | SPLIT |  | N | N | Y | N | N | Y | [21 empty] | ? | [13 empty] | 3.5 | 1.6 | 1.6
0106 | Illini Union Bookstore | 807/809 S Wright St | Owned | Split | On | Yes | 02 | 0210 | 167.57 | 100 | NA | NA | XXX03 | Men's Public Restroom | No | SPLIT |  | N | N | Y | N | N | Y | [21 empty] | ? | 1 | 1.5 | [11 empty] | 1.6
0106 | Illini Union Bookstore | 807/809 S Wright St | Owned | Split | On | Yes | 03 | 0306 | 205.47 | 100 | NA | NA | XXX04 | Women's Public Restroom | No | SPLIT |  | N | N | Y | N | N | Y | [21 empty] | ? | [13 empty] | 1.6 | 1.6 | 1.6
0106 | Illini Union Bookstore | 807/809 S Wright St | Owned | Split | On | Yes | 03 | 0308 | 166.55 | 100 | NA | NA | XXX03 | Men's Public Restroom | No | SPLIT |  | N | N | Y | N | N | Y | [21 empty] | ? | 1 | 1 | [11 empty] | 1.6
0106 | Illini Union Bookstore | 807/809 S Wright St | Owned | Split | On | Yes | 04 | 0407 | 205.47 | 100 | NA | NA | XXX04 | Women's Public Restroom | No | SPLIT |  | Y | Y | N | Y | Y | N | [21 empty] | ? | [13 empty] | 1.6 | 1.6 | 1.6
0106 | Illini Union Bookstore | 807/809 S Wright St | Owned | Split | On | Yes | 04 | 0409 | 155.15 | 100 | NA | NA | XXX03 | Men's Public Restroom | No | SPLIT |  | N | N | Y | N | N | Y | [21 empty] | ? | 1.6 | [12 empty] | 1.6
0106 | Illini Union Bookstore | 807/809 S Wright St | Owned | Split | On | Yes | 05 | 0507 | 184.93 | 100 | NA | NA | XXX03 | Men's Public Restroom | No | SPLIT |  | N | N | Y | N | N | Y | [21 empty] | ? | 1 | 1 | [11 empty] | 1.6
0106 | Illini Union Bookstore | 807/809 S Wright St | Owned | Split | On | Yes | 05 | 0509 | 203.24 | 100 | NA | NA | XXX04 | Women's Public Restroom | No | SPLIT |  | N | N | Y | N | N | Y | [21 empty] | ? | [13 empty] | 1.6 | 1.6 | 1.6
0108 | Computing Applications Building | 605 E Springfield Ave | Owned | Yes | On | No | 00 | 0046 | 86.04 | 100 | NA | NA | XXX04 | Women's Public Restroom | No | PP |  | Y | Y | N | [24 empty] | 1.0 GPM | [13 empty] | 3.5
0108 | Computing Applications Building | 605 E Springfield Ave | Owned | Yes | On | No | 00 | 0058 | 111.32 | 100 | NA | NA | XXX03 | Men's Public Restroom | No | PP |  | Y | Y | N | [24 empty] | 1.0 GPM | 0.125 | 0.125 | [11 empty] | 3.5
0108 | Computing Applications Building | 605 E Springfield Ave | Owned | Yes | On | No | 01 | 0170 | 144.92 | 100 | NA | NA | XXX03 | Men's Public Restroom | No | PP |  | Y | N | Y | [24 empty] | .5 GPM | 1.6 | 1.6 | [11 empty] | 3.5
0108 | Computing Applications Building | 605 E Springfield Ave | Owned | Yes | On | No | 01 | 0172 | 130.77 | 100 | NA | NA | XXX04 | Women's Public Restroom | No | PP |  | Y | N | Y | [24 empty] | .5 GPM | [13 empty] | 3.5 | 3.5
0108 | Computing Applications Building | 605 E Springfield Ave | Owned | Yes | On | No | 02 | 0244 | 156.84 | 100 | NA | NA | XXX04 | Women's Public Restroom | No | PP |  | N | Y | N | N | Y | N | [21 empty] | No aerators | [13 empty] | 3.5 | 3.5
0108 | Computing Applications Building | 605 E Springfield Ave | Owned | Yes | On | No | 02 | 0248 | 126.02 | 100 | NA | NA | XXX03 | Men's Public Restroom | No | PP
0109 | Natural Resources Building | 607 Peabody Dr | Owned | Yes | On | No | 00 | 0064 | 123.9 | 100 | NA | NA | XXX03 | Men's Public Restroom | No | PP |  | N | Y | N | N | Y | N | [21 empty] | ? | 1.5 | 1.5 | [11 empty] | 1.6 | 1.6
0109 | Natural Resources Building | 607 Peabody Dr | Owned | Yes | On | No | 01 | 0108 | 177.16 | 100 | NA | NA | XXX03 | Men's Public Restroom | No | PP |  | Y | Y | N | Y | Y | N | [21 empty] | ? | 1 | 1 | [11 empty] | 3.5 | 3.5
0109 | Natural Resources Building | 607 Peabody Dr | Owned | Yes | On | No | 01 | 0138 | 134.86 | 100 | NA | NA | XXX03 | Men's Public Restroom | No | PP |  | Y | N | N | Y | N | N | [21 empty] | Single hole | 1 | 1 | [11 empty] | 1.6
0109 | Natural Resources Building | 607 Peabody Dr | Owned | Yes | On | No | 01 | 0162 | 276.87 | 100 | NA | NA | XXX04 | Women's Public Restroom | No | PP |  | Y | N | N | Y | N | N | Y | N | N | Y | N | N | Y | N | N | [12 empty] | ? | [13 empty] | 1.6 | 1.6 | 1.6 | 1.6 | 1.6 | 1.6
0109 | Natural Resources Building | 607 Peabody Dr | Owned | Yes | On | No | 01 | 0127A | 20.69 | 100 | IL State Geological Survey | NPNP1547 | 31533 | Office Service - Restroom | No | PP
0109 | Natural Resources Building | 607 Peabody Dr | Owned | Yes | On | No | 01 | 0173A | 19.61 | 100 | Prairie Research Institute | NPNP1332 | 31533 | Office Service - Restroom | No | PP
0109 | Natural Resources Building | 607 Peabody Dr | Owned | Yes | On | No | 01 | 0192A | 66.71 | 100 | NA | NA | XXX05 | All-Gender Public Restroom | No | PP |  | Y | N | N | [24 empty] | Single hole faucet | [13 empty] | 1.6
0109 | Natural Resources Building | 607 Peabody Dr | Owned | Yes | On | No | 01 | 0192B | 51.41 | 100 | NA | NA | XXX05 | All-Gender Public Restroom | No | PP |  | Y | N | N | [24 empty] | ? | [13 empty] | 1.6
0109 | Natural Resources Building | 607 Peabody Dr | Owned | Yes | On | No | 02 | 0208 | 177.16 | 100 | NA | NA | XXX04 | Women's Public Restroom | No | PP |  | N | Y | N | N | Y | N | [21 empty] | ? | [13 empty] | 3.5 | 3.5
0109 | Natural Resources Building | 607 Peabody Dr | Owned | Yes | On | No | 02 | 0260 | 81.14 | 100 | NA | NA | XXX03 | Men's Public Restroom | No | PP |  | Y | N | N | Y | N | N | [21 empty] | Single hole faucet | 1 | [12 empty] | 1.6
0109 | Natural Resources Building | 607 Peabody Dr | Owned | Yes | On | No | 02 | 0262 | 221.35 | 100 | NA | NA | XXX04 | Women's Public Restroom | No | PP |  | Y | N | N | Y | N | N | Y | N | N | [18 empty] | ? | [13 empty] | 1.6 | 1.6 | 1.6 | 1.6
0109 | Natural Resources Building | 607 Peabody Dr | Owned | Yes | On | No | 02 | 0292 | 195.92 | 100 | NA | NA | XXX03 | Men's Public Restroom | No | PP |  | N | Y | N | N | Y | N | [21 empty] | ? | 1.5 | [12 empty] | 3.5 | 3.5
0109 | Natural Resources Building | 607 Peabody Dr | Owned | Yes | On | No | 03 | 0308 | 177.16 | 100 | NA | NA | XXX03 | Men's Public Restroom | No | PP |  | N | Y | N | N | Y | N | [21 empty] | ? | 1 | 1 | [11 empty] | 3.5 | 3.5
0109 | Natural Resources Building | 607 Peabody Dr | Owned | Yes | On | No | 03 | 0362 | 150 | 100 | NA | NA | XXX03 | Men's Public Restroom | No | PP |  | Y | N | N | Y | N | N | Y | N | N | [18 empty] | Single hole faucet | 1 | 1 | [11 empty] | 1.6
0109 | Natural Resources Building | 607 Peabody Dr | Owned | Yes | On | No | 03 | 0392 | 180.68 | 100 | NA | NA | XXX04 | Women's Public Restroom | No | PP |  | N | Y | N | N | Y | N | [21 empty] | ? | [13 empty] | 3.5 | 3.5
0109 | Natural Resources Building | 607 Peabody Dr | Owned | Yes | On | No | 04 | 0408 | 117.74 | 100 | NA | NA | XXX04 | Women's Public Restroom | No | PP |  | N | Y | N | N | Y | N | [21 empty] | ? | [13 empty] | 3.5 | 3.5
0109 | Natural Resources Building | 607 Peabody Dr | Owned | Yes | On | No | 04 | 0492 | 117.83 | 100 | NA | NA | XXX03 | Men's Public Restroom | No | PP |  | N | Y | N | N | Y | N | [21 empty] | ? | 1.5 | [12 empty] | 3.5 | 3.5
0110 | Nuclear Physics Laboratory | 23 Stadium Dr | Owned | Yes | On | No | 02 | 0217 | 91.37 | 100 | NA | NA | XXX04 | Women's Public Restroom | No | PP |  | N | Y | N | [24 empty] | 2.2 GPM | [13 empty] | 1.6
0110 | Nuclear Physics Laboratory | 23 Stadium Dr | Owned | Yes | On | No | 02 | 0221 | 256.07 | 100 | NA | NA | XXX03 | Men's Public Restroom | No | PP |  | N | Y | N | N | N | Y | N | N | Y | [18 empty] | 2.2 GPM | 1.5 | [12 empty] | 1.6
0111 | Busey Hall | 1111 W Nevada St | Owned | No | On | Yes | 01 | 0138 | 129.18 | 100 | NA | NA | XXX03 | Men's Public Restroom | No | DEPT
0111 | Busey Hall | 1111 W Nevada St | Owned | No | On | Yes | 01 | 0139 | 176.7 | 100 | NA | NA | XXX04 | Women's Public Restroom | No | DEPT
0112 | Sidney Lu Mechanical Engineering Building | 1206 W Green St | Owned | Yes | On | No | 00 | 0050 | 114.6 | 100 | NA | NA | XXX05 | All-Gender Public Restroom | No | PP | Bathroom under construction
0112 | Sidney Lu Mechanical Engineering Building | 1206 W Green St | Owned | Yes | On | No | 01 | 0129 | 148.59 | 100 | NA | NA | XXX04 | Women's Public Restroom | No | PP | Bathroom under construction
0112 | Sidney Lu Mechanical Engineering Building | 1206 W Green St | Owned | Yes | On | No | 01 | 0169 | 150.35 | 100 | NA | NA | XXX03 | Men's Public Restroom | No | PP | Bathroom under construction
0112 | Sidney Lu Mechanical Engineering Building | 1206 W Green St | Owned | Yes | On | No | 01 | 0121A | 89.54 | 100 | NA | NA | XXX04 | Women's Public Restroom | No | PP |  | Y | N | N | [24 empty] | .5 GPM Single hole faucet | [13 empty] | 1.6
0112 | Sidney Lu Mechanical Engineering Building | 1206 W Green St | Owned | Yes | On | No | 01 | 0121B | 173.05 | 100 | NA | NA | XXX03 | Men's Public Restroom | No | PP |  | Y | N | N | Y | N | N | [21 empty] | 1.0 GPM Single hole faucet | 1 | 1 | [11 empty] | 1.6
0112 | Sidney Lu Mechanical Engineering Building | 1206 W Green St | Owned | Yes | On | No | 01 | C0121 | 42.41 | 100 | NA | NA | XXX03 | Men's Public Restroom | No | PP | Bathroom under construction
0112 | Sidney Lu Mechanical Engineering Building | 1206 W Green St | Owned | Yes | On | No | 02 | 0229 | 157.16 | 100 | NA | NA | XXX03 | Men's Public Restroom | No | PP | Bathroom under construction
0112 | Sidney Lu Mechanical Engineering Building | 1206 W Green St | Owned | Yes | On | No | 02 | 0265A | 21.4 | 100 | NA | NA | XXX04 | Women's Public Restroom | No | PP | Bathroom under construction
0112 | Sidney Lu Mechanical Engineering Building | 1206 W Green St | Owned | Yes | On | No | 02 | 0265B | 116.27 | 100 | NA | NA | XXX04 | Women's Public Restroom | No | PP | Bathroom under construction
0112 | Sidney Lu Mechanical Engineering Building | 1206 W Green St | Owned | Yes | On | No | 02 | 0265C | 49.37 | 100 | NA | NA | XXX04 | Women's Public Restroom | No | PP | Bathroom under construction
0112 | Sidney Lu Mechanical Engineering Building | 1206 W Green St | Owned | Yes | On | No | 03 | 0348 | 172.68 | 100 | NA | NA | XXX04 | Women's Public Restroom | No | PP | Bathroom under construction
0116 | Roger Adams Laboratory | 600 S Mathews Ave | Owned | Yes | On | No | 00 | 0003 | 192.34 | 100 | NA | NA | XXX03 | Men's Public Restroom | No | PP |  | N | Y | N | N | Y | N | [21 empty] | 2.2 | 1.6 | 1.6 | [11 empty] | 3.5 | 3.5
0116 | Roger Adams Laboratory | 600 S Mathews Ave | Owned | Yes | On | No | 00 | 0031 | 141.53 | 100 | NA | NA | XXX03 | Men's Public Restroom | No | PP |  | N | Y | N | N | Y | N | [21 empty] | 2.2 | 1.6 | [12 empty] | 3.5 | 3.5
0116 | Roger Adams Laboratory | 600 S Mathews Ave | Owned | Yes | On | No | 00 | 0034 | 136.94 | 100 | NA | NA | XXX04 | Women's Public Restroom | No | PP |  | N | Y | N | N | Y | N | [21 empty] | 2.2 | [13 empty] | 3.5 | 3.5
0116 | Roger Adams Laboratory | 600 S Mathews Ave | Owned | Yes | On | No | 01 | 0102 | 171.54 | 100 | NA | NA | XXX03 | Men's Public Restroom | No | PP |  | N | Y | N | N | Y | N | [21 empty] | 2.2 | 0.5 | 0.5 | [10 empty] | Sensor | 3.5
0116 | Roger Adams Laboratory | 600 S Mathews Ave | Owned | Yes | On | No | 01 | 0131 | 141.53 | 100 | NA | NA | XXX03 | Men's Public Restroom | No | PP |  | N | Y | N | N | Y | N | [21 empty] | 2.2 | 1.6 | [12 empty] | 3.5 | 3.5
0116 | Roger Adams Laboratory | 600 S Mathews Ave | Owned | Yes | On | No | 01 | 0134 | 136.94 | 100 | NA | NA | XXX04 | Women's Public Restroom | No | PP |  | N | Y | N | N | Y | N | [21 empty] | 2.2 | [13 empty] | 3.5 | 3.5
0116 | Roger Adams Laboratory | 600 S Mathews Ave | Owned | Yes | On | No | 01 | 0198 | 183.45 | 100 | NA | NA | XXX04 | Women's Public Restroom | No | PP |  | Y | N | N | Y | N | N | [21 empty] | 1 hole, sensor, 1.0 GPM | [13 empty] | 3.5 | 3.5 | 3.5
0116 | Roger Adams Laboratory | 600 S Mathews Ave | Owned | Yes | On | No | 02 | 0202 | 165.19 | 100 | NA | NA | XXX03 | Men's Public Restroom | No | PP |  | N | Y | N | N | Y | N | [21 empty] | 2.2 | 1.6 | 1.6 | [10 empty] | Sensor | 3.5
0116 | Roger Adams Laboratory | 600 S Mathews Ave | Owned | Yes | On | No | 02 | 0231 | 141.53 | 100 | NA | NA | XXX03 | Men's Public Restroom | No | PP |  | N | Y | N | N | Y | N | [21 empty] | 2.2 | 1.6 | [11 empty] | Sensor | 3.5 | 3.5
0116 | Roger Adams Laboratory | 600 S Mathews Ave | Owned | Yes | On | No | 02 | 0234 | 137.17 | 100 | NA | NA | XXX04 | Women's Public Restroom | No | PP |  | N | Y | N | N | Y | N | [21 empty] | 2.2 | [13 empty] | 3.5 | 3.5
0116 | Roger Adams Laboratory | 600 S Mathews Ave | Owned | Yes | On | No | 02 | 0296 | 164.5 | 100 | NA | NA | XXX04 | Women's Public Restroom | No | PP |  | Y | N | N | Y | N | N | [21 empty] | 1 hole, sensor | [13 empty] | 3.5 | 3.5 | 3.5 | [10 empty] | Sensor
0116 | Roger Adams Laboratory | 600 S Mathews Ave | Owned | Yes | On | No | 03 | 0302 | 98 | 100 | NA | NA | XXX03 | Men's Public Restroom | No | PP |  | N | Y | N | [24 empty] | 2.2 | 1.6 | 1.6 | 1.6 | [10 empty] | 3.5
0116 | Roger Adams Laboratory | 600 S Mathews Ave | Owned | Yes | On | No | 03 | 0331 | 141.53 | 100 | NA | NA | XXX03 | Men's Public Restroom | No | PP |  | N | Y | N | N | Y | N | [21 empty] | 2.2 | 1.6 | [11 empty] | Sensor | 3.5 | 3.5
0116 | Roger Adams Laboratory | 600 S Mathews Ave | Owned | Yes | On | No | 03 | 0334 | 137.06 | 100 | NA | NA | XXX04 | Women's Public Restroom | No | PP |  | N | Y | N | N | Y | N | [21 empty] | 2.2 | [13 empty] | 3.5 | 3.5
0116 | Roger Adams Laboratory | 600 S Mathews Ave | Owned | Yes | On | No | 03 | 0396C | 128 | 100 | NA | NA | XXX04 | Women's Public Restroom | No | PP |  | N | Y | N | N | Y | N | [21 empty] | 2.2 | [13 empty] | 3.5 | 3.5 | 3.5
0116 | Roger Adams Laboratory | 600 S Mathews Ave | Owned | Yes | On | No | 04 | 0402 | 170.28 | 100 | NA | NA | XXX03 | Men's Public Restroom | No | PP |  | N | Y | N | N | Y | N | [21 empty] | 2.2 | 0.5 | 0.5 | [10 empty] | Sensor | 3.5 | 3.5
0116 | Roger Adams Laboratory | 600 S Mathews Ave | Owned | Yes | On | No | 04 | 0431 | 141.53 | 100 | NA | NA | XXX03 | Men's Public Restroom | No | PP |  | N | Y | N | N | Y | N | [21 empty] | 2.2 | 1.6 | [11 empty] | Sensor | 3.5 | 3.5
0116 | Roger Adams Laboratory | 600 S Mathews Ave | Owned | Yes | On | No | 04 | 0434 | 137.17 | 100 | NA | NA | XXX04 | Women's Public Restroom | No | PP |  | N | Y | N | N | Y | N | [21 empty] | 2.2 | [13 empty] | 3.5 | 3.5
0116 | Roger Adams Laboratory | 600 S Mathews Ave | Owned | Yes | On | No | B0 | B0031 | 103.26 | 100 | NA | NA | XXX04 | Women's Public Restroom | No | PP
0116 | Roger Adams Laboratory | 600 S Mathews Ave | Owned | Yes | On | No | B0 | B0032 | 102.14 | 100 | NA | NA | XXX03 | Men's Public Restroom | No | PP |  | N | Y | N | [25 empty] | 0.5 | [12 empty] | 3.5
0117 | Nuclear Engineering Laboratory | 103 S Goodwin Ave | Owned | Yes | On | No | 01 | 0103 | 100.49 | 100 | NA | NA | XXX03 | Men's Public Restroom | No | PP |  | N | N | N | Y | Y | N | [21 empty] | LAV1 1hole faucet cold only, LAV2 metering faucet 1.0 GPM | 1 | 1 | [11 empty] | 3.5
0117 | Nuclear Engineering Laboratory | 103 S Goodwin Ave | Owned | Yes | On | No | 01 | 0134 | 114.78 | 100 | NA | NA | XXX04 | Women's Public Restroom | No | PP |  | N | N | Y | [24 empty] | 2.2 GPM no hot water | 1.6 | 1.6 | [11 empty] | 3.5
0117 | Nuclear Engineering Laboratory | 103 S Goodwin Ave | Owned | Yes | On | No | 01 | 133 | 117.75 | 100 | NA | NA | XXX03 | Men's Public Restroom | No | PP |  | N | N | Y | [24 empty] | 2.2 GPM no hot water | [13 empty] | 3.5 | 3.5
0117 | Nuclear Engineering Laboratory | 103 S Goodwin Ave | Owned | Yes | On | No | 02 | 0210 | 95.55 | 100 | NA | NA | XXX04 | Women's Public Restroom | No | PP |  | N | Y | N | [24 empty] | 2.2 GPM | [13 empty] | 1.6
0118 | Activities & Recreation Center | 201 Peabody Dr | Owned | No | On | Yes | 00 | 0100A | 268.14 | 100 | NA | NA | XXX04 | Women's Public Restroom | No | DEPT |  | Y | Y | N | Y | Y | N | Y | Y | N | [18 empty] | 1 | [13 empty] | 1.1 | 1.1 | 1.1 | [10 empty] | Dual
0118 | Activities & Recreation Center | 201 Peabody Dr | Owned | No | On | Yes | 00 | 0100B | 257.07 | 100 | NA | NA | XXX03 | Men's Public Restroom | No | DEPT
0118 | Activities & Recreation Center | 201 Peabody Dr | Owned | No | On | Yes | 01 | 1193 | 7214.18 | 100 | Division of Campus Recreation | NQNQ0571 | 52505 | Athletic_Physical Education Service - Locker Room | No | DEPT |  | Y | Y | N | Y | Y | N | Y | Y | N | Y | Y | N | Y | Y | N | Y | Y | N | [9 empty] | 1.0 GPM | [13 empty] | 1.1 | 1.1 | 1.1 | 1.1 | 1.1 | 1.1 | [7 empty] | Dual
0118 | Activities & Recreation Center | 201 Peabody Dr | Owned | No | On | Yes | 01 | 1195 | 8277.77 | 100 | Division of Campus Recreation | NQNQ0571 | 52505 | Athletic_Physical Education Service - Locker Room | No | DEPT |  | Y | Y | N | Y | Y | N | Y | Y | N | Y | Y | N | Y | Y | N | Y | Y | N | [9 empty] | 1.0 GPM | 1 | 1 | 0.125 | [10 empty] | 1.1 | 1.1 | 1.1 | 1.1 | 1.1 | 1.1 | [7 empty] | Dual
0118 | Activities & Recreation Center | 201 Peabody Dr | Owned | No | On | Yes | 01 | 1195P | 772 | 100 | Division of Campus Recreation | NQNQ0571 | 52505 | Athletic_Physical Education Service - Locker Room | No | DEPT |  | N | Y | N | N | Y | N | [21 empty] | 1.0 GPM | [13 empty] | 1.6 | 1.6 | 1.6 | 1.6 | [9 empty] | Dual
0118 | Activities & Recreation Center | 201 Peabody Dr | Owned | No | On | Yes | 01 | 1325A | 58.33 | 100 | Division of Campus Recreation | NQNQ0571 | 52510 | Athletic_Physical Education Service - Shower Room | No | DEPT |  | Y | Y | N | [24 empty] | 1.0 GPM | [13 empty] | 1.1 | [12 empty] | Dual
0118 | Activities & Recreation Center | 201 Peabody Dr | Owned | No | On | Yes | 01 | 1325B | 58.33 | 100 | Division of Campus Recreation | NQNQ0571 | 52510 | Athletic_Physical Education Service - Shower Room | No | DEPT
0118 | Activities & Recreation Center | 201 Peabody Dr | Owned | No | On | Yes | 02 | 2003 | 176.45 | 100 | NA | NA | XXX05 | All-Gender Public Restroom | No | DEPT |  | Y | Y | N | [24 empty] | 1.0 GPM | [13 empty] | 1.1 | 1.1 | [11 empty] | Dual
0118 | Activities & Recreation Center | 201 Peabody Dr | Owned | No | On | Yes | 02 | 2005 | 178.28 | 100 | NA | NA | XXX05 | All-Gender Public Restroom | No | DEPT |  | N | N | Y | [24 empty] | 1.0 GPM | 0.125 | [12 empty] | 1.1 | [12 empty] | Dual
0118 | Activities & Recreation Center | 201 Peabody Dr | Owned | No | On | Yes | 02 | 2327 | 197.41 | 100 | NA | NA | XXX03 | Men's Public Restroom | No | DEPT |  | Y | Y | N | Y | Y | N | [21 empty] | 1.0 GPM | 0.125 | 1 | [11 empty] | 1.1 | [12 empty] | Dual
0118 | Activities & Recreation Center | 201 Peabody Dr | Owned | No | On | Yes | 02 | 2329 | 202.86 | 100 | NA | NA | XXX04 | Women's Public Restroom | No | DEPT
0118 | Activities & Recreation Center | 201 Peabody Dr | Owned | No | On | Yes | 02 | 2130D | 333.45 | 100 | Division of Campus Recreation | NQNQ0571 | 52505 | Athletic_Physical Education Service - Locker Room | No | DEPT |  | Y | N | Y | Y | N | Y | Y | N | Y | N | N | Y | [15 empty] | 1-3 1.0 GPM | 1 | 0.125 | 0.125 | [10 empty] | 1.1 | 1.1 | 1.1 | [10 empty] | Dual
0118 | Activities & Recreation Center | 201 Peabody Dr | Owned | No | On | Yes | 02 | 2130D3 | 66.47 | 100 | Division of Campus Recreation | NQNQ0571 | 52510 | Athletic_Physical Education Service - Shower Room | No | DEPT
0118 | Activities & Recreation Center | 201 Peabody Dr | Owned | No | On | Yes | 02 | 2140A | 452.7 | 100 | Division of Campus Recreation | NQNQ0571 | 52505 | Athletic_Physical Education Service - Locker Room | No | DEPT |  | Y | N | Y | Y | N | Y | Y | N | Y | [18 empty] | 1.0 GPM | [13 empty] | 1.1 | 1.1 | 1.1 | 1.1 | 1.1 | 1.1 | 1.1 | [6 empty] | Dual
0118 | Activities & Recreation Center | 201 Peabody Dr | Owned | No | On | Yes | 02 | 2140A3 | 102.15 | 100 | Division of Campus Recreation | NQNQ0571 | 52510 | Athletic_Physical Education Service - Shower Room | No | DEPT
0118 | Activities & Recreation Center | 201 Peabody Dr | Owned | No | On | Yes | 02 | 2200C | 185.63 | 100 | NA | NA | XXX03 | Men's Public Restroom | No | DEPT |  | Y | Y | N | Y | Y | N | [21 empty] | 1.0 GPM | 0.125 | [12 empty] | 1.1 | [12 empty] | Dual
0118 | Activities & Recreation Center | 201 Peabody Dr | Owned | No | On | Yes | 02 | 2200D | 187.25 | 100 | NA | NA | XXX04 | Women's Public Restroom | No | DEPT |  | Y | Y | N | Y | Y | N | [21 empty] | 1.0 GPM | 1.25 | [12 empty] | 1.1 | [12 empty] | Dual
0118 | Activities & Recreation Center | 201 Peabody Dr | Owned | No | On | Yes | 02 | 2200F | 23.95 | 100 | NA | NA | XXX04 | Women's Public Restroom | No | DEPT
0118 | Activities & Recreation Center | 201 Peabody Dr | Owned | No | On | Yes | 03 | 3100D | 226.57 | 100 | NA | NA | XXX04 | Women's Public Restroom | No | DEPT |  | Y | Y | N | Y | Y | N | [21 empty] | 1.0 GPM & 2.0 PM | [13 empty] | 1.1 | 1.1 | 1.1 | 1.1 | [9 empty] | Dual
0118 | Activities & Recreation Center | 201 Peabody Dr | Owned | No | On | Yes | 03 | 3100E | 266.29 | 100 | NA | NA | XXX03 | Men's Public Restroom | No | DEPT |  | Y | Y | N | N | Y | N | [21 empty] | 1.0 GPM & 2.0 PM | 0.125 | 0.125 | [11 empty] | 1.1 | 1.1 | [11 empty] | Dual
0120 | Abbott Power Plant | 1117 S Oak St | Owned | No | On | No | 01 | 0113 | 398.02 | 100 | Utilities - UIUC | MYMY0876 | 31533 | Office Service - Restroom | No | DEPT |  | N | Y | N | N | Y | N | [21 empty] | 2.2 GPM | 1 | 1 | [11 empty] | 1.6 | 1.6
0120 | Abbott Power Plant | 1117 S Oak St | Owned | No | On | No | 01 | 0151 | 710.93 | 100 | Utilities - UIUC | MYMY0876 | 31533 | Office Service - Restroom | No | DEPT |  | Y | Y | N | Y | Y | N | [21 empty] | 1.0 GPM | 1 | 1 | [11 empty] | 1.6 | 1.6
0120 | Abbott Power Plant | 1117 S Oak St | Owned | No | On | No | 02 | 0251 | 65.66 | 100 | Utilities - UIUC | MYMY0876 | 31533 | Office Service - Restroom | No | DEPT |  | Y | Y | N | [24 empty] | 1.0 GPM | [13 empty] | 1.6
0124 | National Soybean Research Center | 1101 Peabody Dr | Owned | Yes | On | No | 00 | 0044 | 127.5 | 100 | NA | NA | XXX04 | Women's Public Restroom | No | PP |  | N | Y | N | N | Y | N | [21 empty] | ? | [13 empty] | 1.6 | 1.6 | 1.6
0124 | National Soybean Research Center | 1101 Peabody Dr | Owned | Yes | On | No | 00 | 0050 | 143.5 | 100 | NA | NA | XXX03 | Men's Public Restroom | No | PP |  | N | Y | N | N | Y | N | [21 empty] | ? | 1.5 | [12 empty] | 1.6 | 1.5
0124 | National Soybean Research Center | 1101 Peabody Dr | Owned | Yes | On | No | 00 | 0090 | 79.75 | 100 | NA | NA | XXX03 | Men's Public Restroom | No | PP |  | N | N | Y | [24 empty] | No aerator | 1.5 | [12 empty] | 1.6
0124 | National Soybean Research Center | 1101 Peabody Dr | Owned | Yes | On | No | 01 | 0161 | 261.08 | 100 | NA | NA | XXX03 | Men's Public Restroom | No | PP |  | N | Y | N | N | Y | N | [21 empty] | ? | 1.5 | 1.5 | 1.5 | [10 empty] | 1.6 | 1.6
0124 | National Soybean Research Center | 1101 Peabody Dr | Owned | Yes | On | No | 01 | 0163 | 130 | 100 | NA | NA | XXX04 | Women's Public Restroom | No | PP |  | Y | N | Y | Y | N | Y | Y | N | Y | [18 empty] | ? | [13 empty] | 1.6 | 1.6 | 1.6
0124 | National Soybean Research Center | 1101 Peabody Dr | Owned | Yes | On | No | 02 | 0242 | 131.54 | 100 | NA | NA | XXX03 | Men's Public Restroom | No | PP |  | N | Y | N | Y | Y | N | N | Y | N | [18 empty] | ? | 1.5 | [12 empty] | 1.6 | 1.6
0124 | National Soybean Research Center | 1101 Peabody Dr | Owned | Yes | On | No | 02 | 0246 | 125.67 | 100 | NA | NA | XXX04 | Women's Public Restroom | No | PP |  | Y | Y | N | Y | Y | N | N | Y | N | [18 empty] | ? | [13 empty] | 1.6 | 1.6 | 1.6
0124 | National Soybean Research Center | 1101 Peabody Dr | Owned | Yes | On | No | 03 | 0362M | 133.63 | 100 | NA | NA | XXX03 | Men's Public Restroom | No | PP |  | N | Y | N | [24 empty] | ? | 1.5 | [12 empty] | 1.6
0124 | National Soybean Research Center | 1101 Peabody Dr | Owned | Yes | On | No | 03 | 0362W | 143.5 | 100 | NA | NA | XXX04 | Women's Public Restroom | No | PP |  | N | Y | N | [24 empty] | ? | [13 empty] | 1.6 | 1.6
0126 | Levis Faculty Center | 919 W Illinois St | Owned | Yes | On | No | 00 | 0003A | 64.15 | 100 | NA | NA | XXX04 | Women's Public Restroom | No | PP |  | N | N | Y | [38 empty] | 3.5 | [12 empty] | Out of order
0126 | Levis Faculty Center | 919 W Illinois St | Owned | Yes | On | No | 00 | 0003B | 77.76 | 100 | NA | NA | XXX04 | Women's Public Restroom | No | PP | NA
0126 | Levis Faculty Center | 919 W Illinois St | Owned | Yes | On | No | 00 | 0004A | 84.51 | 100 | NA | NA | XXX03 | Men's Public Restroom | No | PP | NA
0126 | Levis Faculty Center | 919 W Illinois St | Owned | Yes | On | No | 00 | 0004B | 44.54 | 100 | NA | NA | XXX03 | Men's Public Restroom | No | PP |  | N | N | Y | [25 empty] | 1 | [12 empty] | 3.5
0126 | Levis Faculty Center | 919 W Illinois St | Owned | Yes | On | No | 00 | 0005D | 26.73 | 100 | NA | NA | XXX05 | All-Gender Public Restroom | No | PP | NA
0126 | Levis Faculty Center | 919 W Illinois St | Owned | Yes | On | No | 01 | 0101 | 110.68 | 100 | NA | NA | XXX04 | Women's Public Restroom | No | PP |  | N | N | Y | N | N | Y | [35 empty] | 3.5
0126 | Levis Faculty Center | 919 W Illinois St | Owned | Yes | On | No | 02 | 0201 | 110.68 | 100 | NA | NA | XXX04 | Women's Public Restroom | No | PP |  | Y | N | Y | Y | N | Y | [22 empty] | 1 | 1 | [11 empty] | 3.5
0126 | Levis Faculty Center | 919 W Illinois St | Owned | Yes | On | No | 02 | 0202 | 95.68 | 100 | NA | NA | XXX03 | Men's Public Restroom | No | PP |  | N | Y | N | [38 empty] | 3.5
0126 | Levis Faculty Center | 919 W Illinois St | Owned | Yes | On | No | 03 | 0301 | 110.68 | 100 | NA | NA | XXX04 | Women's Public Restroom | No | PP |  | Y | N | Y | Y | N | Y | [35 empty] | 3.5 | 3.5 | 3.5
0126 | Levis Faculty Center | 919 W Illinois St | Owned | Yes | On | No | 03 | 0302 | 31.16 | 100 | NA | NA | XXX04 | Women's Public Restroom | No | PP |  | Y | N | Y | [38 empty] | 3.5
0126 | Levis Faculty Center | 919 W Illinois St | Owned | Yes | On | No | 04 | 0408 | 119.85 | 100 | NA | NA | XXX03 | Men's Public Restroom | No | PP |  | Y | N | Y | [25 empty] | 1 | 1 | [11 empty] | 1.6
0128 | Geological Survey Laboratory | 1116 S Oak St | Owned | Yes | On | No | 01 | 0101 | 90.28 | 100 | NA | NA | XXX05 | All-Gender Public Restroom | No | PP |  | N | Y | N | [24 empty] | 2.2 GPM | [13 empty] | 3.5
0128 | Geological Survey Laboratory | 1116 S Oak St | Owned | Yes | On | No | 02 | 0201 | 39.49 | 100 | NA | NA | XXX04 | Women's Public Restroom | No | PP |  | N | Y | N | [24 empty] | 2.2 GPM | [13 empty] | 3.5
0128 | Geological Survey Laboratory | 1116 S Oak St | Owned | Yes | On | No | 02 | 0202 | 289.43 | 100 | NA | NA | XXX03 | Men's Public Restroom | No | PP |  | N | N | Y | N | N | Y | [21 empty] | 2.2 GPM | 1.6 | 1.6 | [11 empty] | 3.5 | 3.5
0130 | Coble Hall | 801 S Wright St | Owned | Yes | On | No | 00 | 0015 | 134.61 | 100 | NA | NA | XXX03 | Men's Public Restroom | No | PP |  | Y | Y | N | N | Y | N | [21 empty] | .5 & 2.2 GPM | 0.13 | 0.13 | [11 empty] | 1.6 | 1.6
0130 | Coble Hall | 801 S Wright St | Owned | Yes | On | No | 00 | 0017 | 198.25 | 100 | NA | NA | XXX04 | Women's Public Restroom | No | PP |  | Y | Y | N | Y | Y | N | [21 empty] | .5 GPM | [13 empty] | 1.6 | 1.6 | 1.6
0130 | Coble Hall | 801 S Wright St | Owned | Yes | On | No | 01 | 0115 | 114.41 | 100 | NA | NA | XXX03 | Men's Public Restroom | No | PP |  | N | Y | N | [24 empty] | 1.5 GPM | 0.13 | [12 empty] | 1.6 | 1.6
0130 | Coble Hall | 801 S Wright St | Owned | Yes | On | No | 01 | 0117 | 169.71 | 100 | NA | NA | XXX04 | Women's Public Restroom | No | PP |  | N | Y | N | N | Y | N | [21 empty] | 2.2 GPM | [13 empty] | 1.6 | 3.5
0130 | Coble Hall | 801 S Wright St | Owned | Yes | On | No | 02 | 0212 | 119.25 | 100 | NA | NA | XXX04 | Women's Public Restroom | No | PP |  | Y | Y | N | N | Y | N | [21 empty] | .5 & 2.2 GPM | [13 empty] | 1.6 | 1.6
0130 | Coble Hall | 801 S Wright St | Owned | Yes | On | No | 02 | 0220 | 54.82 | 100 | NA | NA | XXX05 | All-Gender Public Restroom | No | PP |  | N | Y | N | [24 empty] | 2.2 GPM | 0.13 | [12 empty] | 1.6
0130 | Coble Hall | 801 S Wright St | Owned | Yes | On | No | 03 | 0312 | 240.47 | 100 | NA | NA | XXX04 | Women's Public Restroom | No | PP |  | N | Y | N | N | Y | N | [21 empty] | 2.2 GPM | [13 empty] | 1.28 | 1.28
0130 | Coble Hall | 801 S Wright St | Owned | Yes | On | No | 03 | 0302A | 128.7 | 100 | NA | NA | XXX03 | Men's Public Restroom | No | PP |  | N | Y | N | N | Y | N | [21 empty] | 2.2 GPM | 0.13 | 0.13 | [11 empty] | 1.28 | 1.28 | [11 empty] | Tank type
0131 | Turner Hall Greenhouses | 1102 S Goodwin Ave | Owned | Yes | On | No | 00 | 0006 | 208.22 | 100 | NA | NA | XXX03 | Men's Public Restroom | No | PP |  | N | N | Y | N | N | Y | [21 empty] | ? | [13 empty] | 1.6 | 1.6
0131 | Turner Hall Greenhouses | 1102 S Goodwin Ave | Owned | Yes | On | No | 00 | 0007 | 101.27 | 100 | NA | NA | XXX04 | Women's Public Restroom | No | PP |  | N | N | Y | N | N | Y | [21 empty] | ? | 1.5 | [12 empty] | 3.5
0133 | Natural Resources Garage | 608 Pennsylvania Ave | Owned | Yes | On | No | 01 | 0102A | 49.14 | 100 | NA | NA | XXX03 | Men's Public Restroom | No | PP
0138 | Burrill Hall | 407 S Goodwin Ave | Owned | Yes | On | No | 00 | 0045 | 106.68 | 100 | NA | NA | XXX03 | Men's Public Restroom | No | PP |  | N | Y | N | N | Y | N | [21 empty] | ? | 1.6 | [12 empty] | 3.5 | 3.5
0138 | Burrill Hall | 407 S Goodwin Ave | Owned | Yes | On | No | 00 | 0048 | 102.54 | 100 | NA | NA | XXX04 | Women's Public Restroom | No | PP
0138 | Burrill Hall | 407 S Goodwin Ave | Owned | Yes | On | No | 01 | 0139 | 42.17 | 100 | NA | NA | XXX04 | Women's Public Restroom | No | PP |  | N | Y | N | N | Y | N | N | Y | N | [18 empty] | ? | [13 empty] | 3.5 | 3.5 | 3.5
0138 | Burrill Hall | 407 S Goodwin Ave | Owned | Yes | On | No | 01 | 0145 | 148.79 | 100 | NA | NA | XXX03 | Men's Public Restroom | No | PP |  | N | Y | N | N | Y | N | N | Y | N | [18 empty] | ? | 1.6 | 1.6 | [11 empty] | 3.5 | 3.5 | 3.5
0138 | Burrill Hall | 407 S Goodwin Ave | Owned | Yes | On | No | 01 | 0110A | 36.13 | 100 | NA | NA | XXX11 | Shower Room | No | PP
0138 | Burrill Hall | 407 S Goodwin Ave | Owned | Yes | On | No | 01 | 0110B | 65.22 | 100 | NA | NA | XXX05 | All-Gender Public Restroom | No | PP
0138 | Burrill Hall | 407 S Goodwin Ave | Owned | Yes | On | No | 01 | 0110C | 65.22 | 100 | NA | NA | XXX05 | All-Gender Public Restroom | No | PP
0138 | Burrill Hall | 407 S Goodwin Ave | Owned | Yes | On | No | 01 | 0139A | 189.76 | 100 | NA | NA | XXX04 | Women's Public Restroom | No | PP
0138 | Burrill Hall | 407 S Goodwin Ave | Owned | Yes | On | No | 02 | 0248 | 109.6 | 100 | NA | NA | XXX03 | Men's Public Restroom | No | PP |  | N | Y | N | N | Y | N | [21 empty] | ? | 1.6 | [12 empty] | 3.5 | 3.5
0138 | Burrill Hall | 407 S Goodwin Ave | Owned | Yes | On | No | 02 | 0249 | 89.52 | 100 | NA | NA | XXX04 | Women's Public Restroom | No | PP |  | N | Y | N | [24 empty] | ? | [13 empty] | 3.5 | 3.5
0138 | Burrill Hall | 407 S Goodwin Ave | Owned | Yes | On | No | 03 | 0345 | 110.97 | 100 | NA | NA | XXX03 | Men's Public Restroom | No | PP |  | N | Y | N | N | Y | N | [21 empty] | ? | 1.6 | [12 empty] | 3.5 | 3.5
0138 | Burrill Hall | 407 S Goodwin Ave | Owned | Yes | On | No | 03 | 0349 | 88.51 | 100 | NA | NA | XXX04 | Women's Public Restroom | No | PP |  | N | Y | N | [24 empty] | ? | [13 empty] | 3.5
0138 | Burrill Hall | 407 S Goodwin Ave | Owned | Yes | On | No | 04 | 0441 | 201.91 | 100 | NA | NA | XXX04 | Women's Public Restroom | No | PP
0138 | Burrill Hall | 407 S Goodwin Ave | Owned | Yes | On | No | 04 | 0445 | 99.42 | 100 | NA | NA | XXX03 | Men's Public Restroom | No | PP |  | N | Y | N | N | Y | N | [21 empty] | ? | 1 | 1 | [11 empty] | 3.5 | 3.5 | 3.5
0138 | Burrill Hall | 407 S Goodwin Ave | Owned | Yes | On | No | 05 | 0545 | 116.03 | 100 | NA | NA | XXX03 | Men's Public Restroom | No | PP |  | N | Y | N | N | Y | N | [21 empty] | ? | 1.6 | [12 empty] | 3.5 | 3.5
0138 | Burrill Hall | 407 S Goodwin Ave | Owned | Yes | On | No | 05 | 0549 | 123.5 | 100 | NA | NA | XXX04 | Women's Public Restroom | No | PP |  | Y | Y | N | [24 empty] | ? | [13 empty] | 3.5 | 3.5
0138 | Burrill Hall | 407 S Goodwin Ave | Owned | Yes | On | No | 05 | 0593A | 1062.9 | 100 | Division of Animal Resources | NENE0298 | 57570 | Animal Quarters Service - Restroom | No | PP
0140 | College of Veterinary Medicine South Clinic | 2100 S Goodwin Ave | Owned | Yes | On | No | 01 | 0021 | 175.03 | 100 | NA | NA | XXX04 | Women's Public Restroom | No | PP
0140 | College of Veterinary Medicine South Clinic | 2100 S Goodwin Ave | Owned | Yes | On | No | 01 | 0022 | 199.19 | 100 | NA | NA | XXX03 | Men's Public Restroom | No | PP
0140 | College of Veterinary Medicine South Clinic | 2100 S Goodwin Ave | Owned | Yes | On | No | 01 | 0042 | 55.56 | 100 | NA | NA | XXX05 | All-Gender Public Restroom | No | PP
0142 | Allen Residence Hall | 1005 Gregory Dr | Owned | No | On | Yes | 00 | 0086 | 35 | 100 | NA | NA | XXX04 | Women's Public Restroom | No | DEPT
0142 | Allen Residence Hall | 1005 Gregory Dr | Owned | No | On | Yes | 00 | 0086A | 35 | 100 | NA | NA | XXX03 | Men's Public Restroom | No | DEPT
0142 | Allen Residence Hall | 1005 Gregory Dr | Owned | No | On | Yes | 01 | 0158 | 129.8 | 100 | NA | NA | XXX04 | Women's Public Restroom | No | DEPT
0142 | Allen Residence Hall | 1005 Gregory Dr | Owned | No | On | Yes | 01 | 0160 | 129.8 | 100 | NA | NA | XXX03 | Men's Public Restroom | No | DEPT
0144 | Dalkey Archive Press (PSSB) | 1805 S Wright St | Owned | Yes | On | No | 01 | 0105 | 36.6 | 100 | NA | NA | XXX03 | Men's Public Restroom | No | PP |  | N | Y | N | [24 empty] | 1.5 GPM | [13 empty] | 3.5 | [12 empty] | Tank Type
0144 | Dalkey Archive Press (PSSB) | 1805 S Wright St | Owned | Yes | On | No | 01 | 0106 | 36.05 | 100 | NA | NA | XXX04 | Women's Public Restroom | No | PP |  | N | Y | N | [24 empty] | 1.5 GPM | [13 empty] | 3.5 | [12 empty] | Tank Type
0146 | 1205 W Nevada St | 1205 W Nevada St | Owned | Yes | On | No | 01 | 0105A | 69.69 | 100 | NA | NA | XXX05 | All-Gender Public Restroom | No | PP |  | Y | Y | N | [24 empty] | .5 GPM | [13 empty] | 1.6
0146 | 1205 W Nevada St | 1205 W Nevada St | Owned | Yes | On | No | 02 | 0204 | 62.84 | 100 | NA | NA | XXX05 | All-Gender Public Restroom | No | PP |  | Y | Y | N | [24 empty] | .5 GPM | [13 empty] | 1.6
0148 | Coordinated Science Laboratory | 1308 W Main St | Owned | Yes | On | No | 00 | B0003 | 122.04 | 100 | NA | NA | XXX03 | Men's Public Restroom | No | PP |  | Y | Y | N | [24 empty] | .5 GPM | 1 | [12 empty] | 1.6
0148 | Coordinated Science Laboratory | 1308 W Main St | Owned | Yes | On | No | 00 | B0004 | 124.49 | 100 | NA | NA | XXX04 | Women's Public Restroom | No | PP |  | Y | Y | N | [24 empty] | .5 GPM | [13 empty] | 1.6 | 1.6
0148 | Coordinated Science Laboratory | 1308 W Main St | Owned | Yes | On | No | 01 | 0132 | 171.81 | 100 | NA | NA | XXX04 | Women's Public Restroom | No | PP |  | Y | Y | N | Y | Y | N | [21 empty] | .5 GPM | [13 empty] | 1.6 | 1.6 | 1.6
0148 | Coordinated Science Laboratory | 1308 W Main St | Owned | Yes | On | No | 01 | 0136 | 197.29 | 100 | NA | NA | XXX03 | Men's Public Restroom | No | PP |  | Y | Y | N | Y | Y | N | [21 empty] | .5 GPM | 1 | 1 | 1 | [10 empty] | 1.6 | 1.6
0148 | Coordinated Science Laboratory | 1308 W Main St | Owned | Yes | On | No | 02 | 0233 | 159.53 | 100 | NA | NA | XXX04 | Women's Public Restroom | No | PP |  | Y | Y | N | Y | Y | N | [21 empty] | .5 GPM | [13 empty] | 1.6 | 1.6 | 1.6
0148 | Coordinated Science Laboratory | 1308 W Main St | Owned | Yes | On | No | 02 | 0237 | 207.01 | 100 | NA | NA | XXX03 | Men's Public Restroom | No | PP |  | N | Y | N | N | Y | N | [21 empty] | 2.2 GPM | 1 | 1 | 1 | [10 empty] | 1.6 | 1.6
0148 | Coordinated Science Laboratory | 1308 W Main St | Owned | Yes | On | No | 03 | 0334 | 158.42 | 100 | NA | NA | XXX04 | Women's Public Restroom | No | PP |  | N | Y | N | N | Y | N | [21 empty] | 2.2 GPM | [13 empty] | 1.6 | 1.6 | 1.6
0148 | Coordinated Science Laboratory | 1308 W Main St | Owned | Yes | On | No | 03 | 0338 | 205.79 | 100 | NA | NA | XXX03 | Men's Public Restroom | No | PP |  | N | Y | N | N | Y | N | [21 empty] | 2.2 GPM | 1 | 1 | 1 | [10 empty] | 1.6 | 1.6
0148 | Coordinated Science Laboratory | 1308 W Main St | Owned | Yes | On | No | 04 | 0433 | 158.42 | 100 | NA | NA | XXX04 | Women's Public Restroom | No | PP |  | Y | Y | N | Y | Y | N | [21 empty] | .5 GPM | [13 empty] | 1.6 | 1.6 | 1.6
0148 | Coordinated Science Laboratory | 1308 W Main St | Owned | Yes | On | No | 04 | 0437 | 205.81 | 100 | NA | NA | XXX03 | Men's Public Restroom | No | PP |  | Y | Y | N | Y | Y | N | [21 empty] | .5 GPM | 1 | 1 | 1 | [10 empty] | 1.6 | 1.6
0151 | 1204 W Nevada St | 1204 W Nevada St | Owned | Yes | On | No | 00 | 0005 | 18.13 | 100 | NA | NA | XXX05 | All-Gender Public Restroom | No | PP | No lav | [41 empty] | 3.5 | [12 empty] | Tank type
0151 | 1204 W Nevada St | 1204 W Nevada St | Owned | Yes | On | No | 01 | 1003 | 40.87 | 100 | NA | NA | XXX05 | All-Gender Public Restroom | No | PP |  | N | Y | N | [24 empty] | 1.5 GPM | [13 empty] | 3.5 | [12 empty] | Tank type
0151 | 1204 W Nevada St | 1204 W Nevada St | Owned | Yes | On | No | 02 | 2006 | 37.86 | 100 | NA | NA | XXX05 | All-Gender Public Restroom | No | PP |  | N | N | Y | [24 empty] | Widespread | [13 empty] | 3.5 | [12 empty] | Tank type
0151 | 1204 W Nevada St | 1204 W Nevada St | Owned | Yes | On | No | 03 | 3002 | 71.5 | 100 | NA | NA | XXX05 | All-Gender Public Restroom | No | PP |  | N | Y | N | [24 empty] | ? | [13 empty] | 3.5 | [12 empty] | Tank type
0152 | Civil Engineering Hydrosystems Lab | 301 N Mathews Ave | Owned | Yes | On | No | 01 | 1537 | 65.95 | 100 | NA | NA | XXX04 | Women's Public Restroom | No | PP | All bathrooms demolished, building under construction
0152 | Civil Engineering Hydrosystems Lab | 301 N Mathews Ave | Owned | Yes | On | No | 01 | 1538A | 118.13 | 100 | NA | NA | XXX03 | Men's Public Restroom | No | PP | All bathrooms demolished, building under construction
0152 | Civil Engineering Hydrosystems Lab | 301 N Mathews Ave | Owned | Yes | On | No | 02 | 2536 | 91.3 | 100 | NA | NA | XXX03 | Men's Public Restroom | No | PP | All bathrooms demolished, building under construction
0152 | Civil Engineering Hydrosystems Lab | 301 N Mathews Ave | Owned | Yes | On | No | 02 | 2538 | 98.03 | 100 | NA | NA | XXX04 | Women's Public Restroom | No | PP | All bathrooms demolished, building under construction
0154 | Personnel Services Building | 52 Gregory Dr | Owned | Yes | On | No | 01 | 0110 | 110.77 | 100 | NA | NA | XXX03 | Men's Public Restroom | No | PP |  | Y | Y | N | Y | Y | N | [21 empty] | .5 GPM | 1 | [12 empty] | 1.28
0154 | Personnel Services Building | 52 Gregory Dr | Owned | Yes | On | No | 01 | 0112 | 110.96 | 100 | NA | NA | XXX04 | Women's Public Restroom | No | PP |  | N | Y | N | N | Y | N | [21 empty] | 1.5 GPM | [13 empty] | 1.28 | 1.28
0154 | Personnel Services Building | 52 Gregory Dr | Owned | Yes | On | No | 01 | 0130 | 82.28 | 100 | NA | NA | XXX03 | Men's Public Restroom | No | PP |  | N | Y | N | N | Y | N | [21 empty] | 2.2 GPM | 1 | [12 empty] | 1.6 | 1.6
0154 | Personnel Services Building | 52 Gregory Dr | Owned | Yes | On | No | 01 | 0132 | 78.65 | 100 | NA | NA | XXX04 | Women's Public Restroom | No | PP |  | N | Y | N | N | Y | N | [21 empty] | 2.2 GPM | [13 empty] | 1.6 | 1.6 | 1.6
0156 | Law Building | 504 Pennsylvania Ave | Owned | Yes | On | No | 00 | 0051 | 356.73 | 100 | NA | NA | XXX03 | Men's Public Restroom | No | PP |  | Y | N | Y | Y | N | Y | N | N | Y | N | N | Y | [15 empty] | ? | 1.5 | 1.5 | 1.5 | [10 empty] | 2 | 2 | 2 | 2
0156 | Law Building | 504 Pennsylvania Ave | Owned | Yes | On | No | 01 | 0105 | 309.5 | 100 | NA | NA | XXX03 | Men's Public Restroom | No | PP |  | Y | Y | N | N | Y | N | N | N | Y | [18 empty] | ? | 1 | 1 | 1 | [10 empty] | 1.6 | 1.6 | 1.6 | 1.6
0156 | Law Building | 504 Pennsylvania Ave | Owned | Yes | On | No | 01 | 0109 | 299.9 | 100 | NA | NA | XXX04 | Women's Public Restroom | No | PP |  | Y | Y | N | Y | Y | N | Y | Y | N | Y | Y | N | [15 empty] | ? | [13 empty] | 1.6 | 1.6 | 1.6 | 1.6 | 1.6
0156 | Law Building | 504 Pennsylvania Ave | Owned | Yes | On | No | 01 | 0151 | 340 | 100 | NA | NA | XXX04 | Women's Public Restroom | No | PP |  | Y | Y | N | Y | Y | N | Y | Y | N | Y | Y | N | [15 empty] | ? | [13 empty] | 3.5 | 3.5 | 3.5 | 3.5 | 3.5 | 3.5 | 3.5
0156 | Law Building | 504 Pennsylvania Ave | Owned | Yes | On | No | 01 | 0185A | 195.76 | 100 | NA | NA | XXX03 | Men's Public Restroom | No | PP |  | Y | Y | N | N | Y | N | [21 empty] | ? | 1 | [12 empty] | 1.6 | 1.6
0156 | Law Building | 504 Pennsylvania Ave | Owned | Yes | On | No | 01 | 0185B | 197.63 | 100 | NA | NA | XXX03 | Men's Public Restroom | No | PP |  | N | Y | N | Y | Y | N | [21 empty] | ? | [13 empty] | 1.6 | 1.6 | 1.6
0156 | Law Building | 504 Pennsylvania Ave | Owned | Yes | On | No | 02 | 0207 | 204.04 | 100 | NA | NA | XXX03 | Men's Public Restroom | No | PP |  | Y | Y | N | Y | Y | N | Y | Y | N | [18 empty] | ? | 1.5 | [12 empty] | 1.6 | 1.6
0156 | Law Building | 504 Pennsylvania Ave | Owned | Yes | On | No | 02 | 0211 | 179.84 | 100 | NA | NA | XXX04 | Women's Public Restroom | No | PP |  | Y | Y | N | Y | Y | N | Y | Y | N | [18 empty] | ? | [13 empty] | 1.6 | 1.6 | 1.6
0156 | Law Building | 504 Pennsylvania Ave | Owned | Yes | On | No | 03 | 0301 | 125.19 | 100 | NA | NA | XXX04 | Women's Public Restroom | No | PP |  | Y | Y | N | Y | Y | N | [21 empty] | ? | [13 empty] | 1.6 | 1.6
0156 | Law Building | 504 Pennsylvania Ave | Owned | Yes | On | No | 03 | 0303 | 117.33 | 100 | NA | NA | XXX03 | Men's Public Restroom | No | PP |  | Y | Y | N | Y | Y | N | [21 empty] | ? | 1.5 | [12 empty] | 1.6
0157 | African American Studies | 1201 W Nevada St | Owned | Yes | On | No | 02 | 0210 | 54.98 | 100 | NA | NA | XXX04 | Women's Public Restroom | No | PP |  | N | Y | N | [24 empty] | 2.2 GPM | [13 empty] | 3.5 | [12 empty] | Tank type
0157 | African American Studies | 1201 W Nevada St | Owned | Yes | On | No | 02 | 0211 | 27.38 | 100 | NA | NA | XXX03 | Men's Public Restroom | No | PP |  | N | Y | N | [24 empty] | 2.2 GPM | [13 empty] | 3.5
0158 | Bevier Hall | 905 S Goodwin Ave | Owned | Yes | On | No | 00 | 0092 | 59.17 | 100 | NA | NA | XXX05 | All-Gender Public Restroom | No | PP |  | N | Y | N | [24 empty] | ? | 1.5 | [12 empty] | 1.6
0158 | Bevier Hall | 905 S Goodwin Ave | Owned | Yes | On | No | 01 | 0125 | 132.65 | 100 | NA | NA | XXX04 | Women's Public Restroom | No | PP |  | Y | N | N | Y | Y | N | [21 empty] | Single hole | [13 empty] | 1.6 | 1.6
0158 | Bevier Hall | 905 S Goodwin Ave | Owned | Yes | On | No | 01 | 0195 | 182.97 | 100 | NA | NA | XXX04 | Women's Public Restroom | No | PP |  | N | Y | N | N | N | Y | N | N | Y | [18 empty] | ? | [13 empty] | 3.5 | 3.5 | 3.5
0158 | Bevier Hall | 905 S Goodwin Ave | Owned | Yes | On | No | 01 | 0198B | 83.56 | 100 | NA | NA | XXX03 | Men's Public Restroom | No | PP |  | N | N | Y | N | N | Y | [21 empty] | ? | 2 | 2 | [11 empty] | 3.5
0158 | Bevier Hall | 905 S Goodwin Ave | Owned | Yes | On | No | 02 | 0225 | 132.52 | 100 | NA | NA | XXX04 | Women's Public Restroom | No | PP |  | Y | N | N | Y | N | N | [21 empty] | Single hole faucet | [13 empty] | 1.6 | 1.6
0158 | Bevier Hall | 905 S Goodwin Ave | Owned | Yes | On | No | 02 | 0287 | 79.42 | 100 | NA | NA | XXX05 | All-Gender Public Restroom | No | PP |  | Y | N | N | [24 empty] | Single hole faucet | [13 empty] | 1.6
0158 | Bevier Hall | 905 S Goodwin Ave | Owned | Yes | On | No | 02 | 0289 | 152.87 | 100 | NA | NA | XXX05 | All-Gender Public Restroom | No | PP |  | Y | N | N | Y | N | N | Y | N | N | [18 empty] | Single hole faucets | [13 empty] | 1.6 | 1.6
0158 | Bevier Hall | 905 S Goodwin Ave | Owned | Yes | On | No | 02 | 0291 | 149.99 | 100 | NA | NA | XXX03 | Men's Public Restroom | No | PP |  | Y | N | N | Y | N | N | Y | N | N | [18 empty] | Single hole faucets | 1 | 1 | [11 empty] | 1.6
0158 | Bevier Hall | 905 S Goodwin Ave | Owned | Yes | On | No | 02 | 0260C | 37.05 | 100 | Food Science & Human Nutrition | KLKL0698 | 31533 | Office Service - Restroom | No | PP |  | N | N | Y | [24 empty] | ? | [13 empty] | 3.5
0158 | Bevier Hall | 905 S Goodwin Ave | Owned | Yes | On | No | 03 | 0333 | 255.21 | 100 | NA | NA | XXX04 | Women's Public Restroom | No | PP |  | Y | N | N | Y | N | N | Y | N | N | Y | N | N | [15 empty] | Single hole faucets | [13 empty] | 1.6 | 1.6 | 1.6 | 1.6 | 1.6
0158 | Bevier Hall | 905 S Goodwin Ave | Owned | Yes | On | No | 03 | 0391 | 72.68 | 100 | NA | NA | XXX03 | Men's Public Restroom | No | PP |  | N | N | Y | [24 empty] | ? | [13 empty] | 3.5
0158 | Bevier Hall | 905 S Goodwin Ave | Owned | Yes | On | No | 03 | 0339A | 15.49 | 100 | Food Science & Human Nutrition | KLKL0698 | 31533 | Office Service - Restroom | No | PP |  | N | N | Y | [24 empty] | ? | [13 empty] | 3.5
0158 | Bevier Hall | 905 S Goodwin Ave | Owned | Yes | On | No | 04 | 0425 | 132.52 | 100 | NA | NA | XXX04 | Women's Public Restroom | No | PP |  | Y | N | N | Y | N | N | [21 empty] | Single hole faucets | [13 empty] | 1.6 | 1.6
0158 | Bevier Hall | 905 S Goodwin Ave | Owned | Yes | On | No | 04 | 0491 | 71.98 | 100 | NA | NA | XXX03 | Men's Public Restroom | No | PP |  | N | N | Y | [24 empty] | ? | [13 empty] | 3.5 | 3.5
0158 | Bevier Hall | 905 S Goodwin Ave | Owned | Yes | On | No | 05 | 0525 | 142.37 | 100 | NA | NA | XXX04 | Women's Public Restroom | No | PP |  | Y | N | N | Y | N | N | [21 empty] | Single hole faucets | [13 empty] | 1.6 | 1.6
0158 | Bevier Hall | 905 S Goodwin Ave | Owned | Yes | On | No | 05 | 0577 | 26.55 | 100 | NA | NA | XXX03 | Men's Public Restroom | No | PP |  | N | N | Y | N | N | Y | [21 empty] | ? | 1.5 | [12 empty] | 3.5 | 3.5
0158 | Bevier Hall | 905 S Goodwin Ave | Owned | Yes | On | No | 05 | 0577A | 71.96 | 100 | NA | NA | XXX03 | Men's Public Restroom | No | PP
0159 | Wohlers Hall | 1206 S Sixth St | Owned | Yes | On | No | 00 | 0031 | 28.44 | 100 | NA | NA | XXX03 | Men's Public Restroom | No | PP |  | N | Y | N | N | Y | N | Y | Y | N | Y | Y | N | [15 empty] | ? | 1.6 | 1.6 | 1.6 | 1.6 | 1.6 | 1.6 | 1.6 | 1.6 | 1.6 | 1.6 | 1.6 | 1.6 |  | 1.28 | 3.5 | 3.5 | [10 empty] | WC 3 ADA
0159 | Wohlers Hall | 1206 S Sixth St | Owned | Yes | On | No | 00 | 0067 | 18.73 | 100 | NA | NA | XXX04 | Women's Public Restroom | No | PP |  | N | Y | N | N | Y | N | [21 empty] | ? | [13 empty] | 3.5 | 3.5 | [11 empty] | WC 2 ADA
0159 | Wohlers Hall | 1206 S Sixth St | Owned | Yes | On | No | 00 | 0031A | 288.67 | 100 | NA | NA | XXX03 | Men's Public Restroom | No | PP |  | N | Y | N | N | Y | N | Y | Y | N | Y | Y | N | [15 empty] | ? | 1.5 | 1.5 | 1.5 | 1.5 | 1.5 | 1.5 | [7 empty] | 2 | 2 | 2
0159 | Wohlers Hall | 1206 S Sixth St | Owned | Yes | On | No | 00 | 0067A | 110.14 | 100 | NA | NA | XXX04 | Women's Public Restroom | No | PP |  | N | Y | N | N | Y | N | [21 empty] | ? | [13 empty] | 2 | 2
0159 | Wohlers Hall | 1206 S Sixth St | Owned | Yes | On | No | 01 | 0131 | 256.78 | 100 | NA | NA | XXX03 | Men's Public Restroom | No | PP |  | N | Y | N | N | Y | N | N | Y | N | [18 empty] | ? | 1.5 | 1.5 | 1.5 | 1.5 | 1.5 | 1.5 | 1.5 | [6 empty] | 2 | 2 | 2 | 3.5 | [9 empty] | WC 4 ADA
0159 | Wohlers Hall | 1206 S Sixth St | Owned | Yes | On | No | 01 | 0167 | 228.6 | 100 | NA | NA | XXX04 | Women's Public Restroom | No | PP | Rm # 165 | Y | Y | N | N | Y | N | [21 empty] | ? | [13 empty] | 1.6 | 1.6 | 1.6 | 1.6 | 1.6 | [8 empty] | WC 5 ADA
0159 | Wohlers Hall | 1206 S Sixth St | Owned | Yes | On | No | 02 | 0231 | 281.65 | 100 | NA | NA | XXX03 | Men's Public Restroom | No | PP |  | N | Y | N | N | Y | N | N | Y | N | N | Y | N | [15 empty] | ? | 1.5 | 1.5 | 1.5 | 1.5 | 1.5 | 1.5 | 1.5 | [6 empty] | 2 | 2 | 2 | 2 | 2
0159 | Wohlers Hall | 1206 S Sixth St | Owned | Yes | On | No | 02 | 0267 | 228.65 | 100 | NA | NA | XXX04 | Women's Public Restroom | No | PP |  | Y | Y | N | Y | Y | N | [21 empty] | ? | [13 empty] | 2 | 2 | 2 | 2 | 2 | [8 empty] | WC 5 ADA
0159 | Wohlers Hall | 1206 S Sixth St | Owned | Yes | On | No | 02 | 0260G | 43.42 | 100 | Gies College of Business | KMKM0952 | 31533 | Office Service - Restroom | No | PP |  | N | N | Y | [24 empty] | No aerator | [13 empty] | 2
0159 | Wohlers Hall | 1206 S Sixth St | Owned | Yes | On | No | 03 | 0329 | 241.84 | 100 | NA | NA | XXX03 | Men's Public Restroom | No | PP |  | Y | N | N | N | Y | Y | [21 empty] | .5 GPM
0159 | Wohlers Hall | 1206 S Sixth St | Owned | Yes | On | No | 03 | 0367 | 147.64 | 100 | NA | NA | XXX04 | Women's Public Restroom | No | PP |  | Y | Y | N | Y | Y | N | [21 empty] | .5 GPM | [13 empty] | 1.6 | 3.5
0159 | Wohlers Hall | 1206 S Sixth St | Owned | Yes | On | No | 04 | 0429 | 167.1 | 100 | NA | NA | XXX03 | Men's Public Restroom | No | PP |  | Y | Y | N | Y | Y | Y | [21 empty] | 1.0 GPM | 1.6 | 1.6 | 1.6 | 1.6 | [9 empty] | 3.5 | 3.5
0159 | Wohlers Hall | 1206 S Sixth St | Owned | Yes | On | No | 04 | 0431 | 114.05 | 100 | NA | NA | XXX04 | Women's Public Restroom | No | PP |  | Y | Y | N | [24 empty] | .5 GPM | [13 empty] | 3.5
0160 | Education Building | 1310 S Sixth St | Owned | Yes | On | No | 00 | 0013 | 133.88 | 100 | NA | NA | XXX04 | Women's Public Restroom | No | PP
0160 | Education Building | 1310 S Sixth St | Owned | Yes | On | No | 00 | 0041 | 117.59 | 100 | NA | NA | XXX03 | Men's Public Restroom | No | PP |  | Y | Y | N | Y | Y | N | [22 empty] | 1.5 | 1.5 | [11 empty] | 1.6 | 1.6
0160 | Education Building | 1310 S Sixth St | Owned | Yes | On | No | 00 | 0013A | 165.24 | 100 | NA | NA | XXX04 | Women's Public Restroom | No | PP |  | Y | Y | N | N | Y | N | Y | Y | N | [32 empty] | 1.6 | 1.6 | 1.6
0160 | Education Building | 1310 S Sixth St | Owned | Yes | On | No | 01 | 0113 | 81 | 100 | NA | NA | XXX04 | Women's Public Restroom | No | PP
0160 | Education Building | 1310 S Sixth St | Owned | Yes | On | No | 01 | 0141 | 18.55 | 100 | NA | NA | XXX03 | Men's Public Restroom | No | PP
0160 | Education Building | 1310 S Sixth St | Owned | Yes | On | No | 01 | 0172 | 37.85 | 100 | NA | NA | XXX03 | Men's Public Restroom | No | PP
0160 | Education Building | 1310 S Sixth St | Owned | Yes | On | No | 01 | 0173 | 33.87 | 100 | NA | NA | XXX04 | Women's Public Restroom | No | PP
0160 | Education Building | 1310 S Sixth St | Owned | Yes | On | No | 01 | 0113A | 168.87 | 100 | NA | NA | XXX04 | Women's Public Restroom | No | PP |  | N | N | Y | N | N | Y | N | N | Y | [32 empty] | 1.6 | 1.6 | 1.6
0160 | Education Building | 1310 S Sixth St | Owned | Yes | On | No | 01 | 0141A | 116.9 | 100 | NA | NA | XXX03 | Men's Public Restroom | No | PP |  | N | N | Y | N | N | Y | [22 empty] | 1.5 | 1.5 | [11 empty] | 1.6 | 1.6
0160 | Education Building | 1310 S Sixth St | Owned | Yes | On | No | 02 | 0213 | 81.19 | 100 | NA | NA | XXX04 | Women's Public Restroom | No | PP
0160 | Education Building | 1310 S Sixth St | Owned | Yes | On | No | 02 | 0241 | 18.95 | 100 | NA | NA | XXX03 | Men's Public Restroom | No | PP
0160 | Education Building | 1310 S Sixth St | Owned | Yes | On | No | 02 | 0213A | 167.71 | 100 | NA | NA | XXX04 | Women's Public Restroom | No | PP |  | N | N | Y | N | N | Y | N | N | Y | [32 empty] | 1.6 | 1.6 | 1.6
0160 | Education Building | 1310 S Sixth St | Owned | Yes | On | No | 02 | 0241A | 125.52 | 100 | NA | NA | XXX03 | Men's Public Restroom | No | PP |  | N | N | Y | N | N | Y | [22 empty] | 1.5 | 1.5 | [11 empty] | 1.6 | 1.6
0160 | Education Building | 1310 S Sixth St | Owned | Yes | On | No | 03 | 0313 | 81.97 | 100 | NA | NA | XXX04 | Women's Public Restroom | No | PP
0160 | Education Building | 1310 S Sixth St | Owned | Yes | On | No | 03 | 0341 | 18.52 | 100 | NA | NA | XXX03 | Men's Public Restroom | No | PP
0160 | Education Building | 1310 S Sixth St | Owned | Yes | On | No | 03 | 0313A | 165.46 | 100 | NA | NA | XXX04 | Women's Public Restroom | No | PP |  | N | N | Y | N | N | Y | N | N | Y | [32 empty] | 1.6 | 1.6 | 1.6
0160 | Education Building | 1310 S Sixth St | Owned | Yes | On | No | 03 | 0341A | 111.92 | 100 | NA | NA | XXX03 | Men's Public Restroom | No | PP |  | N | N | Y | N | N | Y | [22 empty] | 1.5 | 1.5 | [11 empty] | 1.6 | 1.6
0161 | 1401 Maryland Dr | 1401 Maryland Dr | Owned | Yes | On | No | 00 | 0008 | 47.64 | 100 | NA | NA | XXX05 | All-Gender Public Restroom | No | PP
0161 | 1401 Maryland Dr | 1401 Maryland Dr | Owned | Yes | On | No | 01 | 0103A | 53.95 | 100 | NA | NA | XXX05 | All-Gender Public Restroom | No | PP
0161 | 1401 Maryland Dr | 1401 Maryland Dr | Owned | Yes | On | No | 02 | 0210 | 49.19 | 100 | NA | NA | XXX05 | All-Gender Public Restroom | No | PP
0162 | Engineering Senior Design Laboratory | 113 S Gregory St | Owned | Yes | On | No | 01 | 0004 | 19.5 | 100 | NA | NA | XXX05 | All-Gender Public Restroom | No | PP
0165 | Animal Sciences Laboratory | 1207 Gregory Dr | Owned | Yes | On | No | 00 | 0013 | 166.67 | 100 | NA | NA | XXX04 | Women's Public Restroom | No | PP |  | N | Y | N | N | Y | N | N | Y | N | [32 empty] | 1.6 | 1.6 | 1.6
0165 | Animal Sciences Laboratory | 1207 Gregory Dr | Owned | Yes | On | No | 00 | 0018 | 179.58 | 100 | NA | NA | XXX03 | Men's Public Restroom | No | PP |  | N | Y | N | N | Y | N | N | Y | N | [18 empty] | 1 GPM | 1 | [12 empty] | 1.6 | 1.6 | 1.6
0165 | Animal Sciences Laboratory | 1207 Gregory Dr | Owned | Yes | On | No | 01 | 0103 | 174.48 | 100 | NA | NA | XXX04 | Women's Public Restroom | No | PP |  | Y | Y | N | Y | Y | N | [35 empty] | 3.5 | 3.5
0165 | Animal Sciences Laboratory | 1207 Gregory Dr | Owned | Yes | On | No | 01 | 0195 | 170.21 | 100 | NA | NA | XXX04 | Women's Public Restroom | No | PP |  | N | Y | N | N | Y | N | N | Y | N | [32 empty] | 3.5 | 3.5 | 3.5
0165 | Animal Sciences Laboratory | 1207 Gregory Dr | Owned | Yes | On | No | 01 | 0197 | 267.35 | 100 | NA | NA | XXX03 | Men's Public Restroom | No | PP |  | N | Y | N | N | Y | N | N | Y | N | N | Y | [17 empty] | 1 | 1 | [11 empty] | 3.5 | 3.5 | 3.5 | 3.5
0165 | Animal Sciences Laboratory | 1207 Gregory Dr | Owned | Yes | On | No | 02 | 0201 | 216.58 | 100 | NA | NA | XXX04 | Women's Public Restroom | No | PP |  | Y | Y | N | Y | Y | N | Y | Y | N | [32 empty] | 3.5 | 3.5 | 3.5
0165 | Animal Sciences Laboratory | 1207 Gregory Dr | Owned | Yes | On | No | 02 | 0299 | 262.69 | 100 | NA | NA | XXX03 | Men's Public Restroom | No | PP |  | N | N | N | Y | Y | N | Y | Y | N | Y | Y | [17 empty] | 1 | [12 empty] | 3.5 | 3.5 | 3.5
0165 | Animal Sciences Laboratory | 1207 Gregory Dr | Owned | Yes | On | No | 03 | 0301 | 182.67 | 100 | NA | NA | XXX04 | Women's Public Restroom | No | PP |  | N | Y | N | N | Y | N | [35 empty] | 3.5 | 3.5 | 3.5
0165 | Animal Sciences Laboratory | 1207 Gregory Dr | Owned | Yes | On | No | 03 | 0398 | 175.57 | 100 | NA | NA | XXX03 | Men's Public Restroom | No | PP |  | Y | Y | N | Y | Y | N | [22 empty] | 1 | [12 empty] | 3.5 | 3.5
0165 | Animal Sciences Laboratory | 1207 Gregory Dr | Owned | Yes | On | No | 04 | 0401 | 179.69 | 100 | NA | NA | XXX03 | Men's Public Restroom | No | PP |  | Y | Y | N | Y | Y | N | [22 empty] | 1 | [12 empty] | 3.5 | 3.5
0165 | Animal Sciences Laboratory | 1207 Gregory Dr | Owned | Yes | On | No | 04 | 0403 | 183.2 | 100 | NA | NA | XXX04 | Women's Public Restroom | No | PP |  | N | Y | N | N | Y | N | [35 empty] | 3.5 | 3.5 | 3.5
0166 | State Farm Center | 1800 S First St | Owned | No | On | Yes | 01 | S0480 | 245.18 | 100 | NA | NA | XXX03 | Men's Public Restroom | No | DEPT |  | Y | N | N | Y | N | N | [21 empty] | Both 1 hole sensors | 0.13 | 0.13 | 0.13 | [9 empty] | UR 2 ADA | 1.6 | 1.6 | [11 empty] | WC 2 ADA
0166 | State Farm Center | 1800 S First St | Owned | No | On | Yes | 01 | S0500 | 258.07 | 100 | NA | NA | XXX04 | Women's Public Restroom | No | DEPT |  | Y | N | N | Y | N | N | [21 empty] | Both 1 hole sensors | [13 empty] | 1.6 | 1.6 | 1.6 | 1.6 | 1.6 | [8 empty] | WC 5 ADA
0166 | State Farm Center | 1800 S First St | Owned | No | On | Yes | 01 | S0610B | 73.58 | 100 | NA | NA | XXX05 | All-Gender Public Restroom | No | DEPT |  | Y | N | N | [24 empty] | 1 hole sensor | [13 empty] | 1.6 | [12 empty] | ADA
0166 | State Farm Center | 1800 S First St | Owned | No | On | Yes | 01 | S0610E | 72.98 | 100 | NA | NA | XXX05 | All-Gender Public Restroom | No | DEPT |  | Y | N | N | [24 empty] | 1 hole sensor | [13 empty] | 1.6 | [12 empty] | ADA
0166 | State Farm Center | 1800 S First St | Owned | No | On | Yes | 02 | M0210A | 133.18 | 100 | NA | NA | XXX04 | Women's Public Restroom | No | DEPT |  | Y | N | N | [24 empty] | 1 Hole/Sensor, .5 GPM | [13 empty] | 1.6 | 1.6
0166 | State Farm Center | 1800 S First St | Owned | No | On | Yes | 02 | M0210B | 120.54 | 100 | NA | NA | XXX03 | Men's Public Restroom | No | DEPT |  | Y | N | N | [24 empty] | 1 Hole/Sensor, .5 GPM | 0.13 | [12 empty] | 1.6
0166 | State Farm Center | 1800 S First St | Owned | No | On | Yes | 02 | M0220A | 164.66 | 100 | NA | NA | XXX03 | Men's Public Restroom | No | DEPT |  | Y | N | N | [24 empty] | 1 Hole/Sensor, .5 GPM | 0.13 | [11 empty] | ADA | 1.6 | [12 empty] | ADA
0166 | State Farm Center | 1800 S First St | Owned | No | On | Yes | 02 | M0220B | 163.47 | 100 | NA | NA | XXX04 | Women's Public Restroom | No | DEPT |  | Y | N | N | [24 empty] | 1 hole low flow sensor | [13 empty] | 1.6 | 1.6 | [11 empty] | WC 2 ADA
0166 | State Farm Center | 1800 S First St | Owned | No | On | Yes | 02 | M0530A | 58.88 | 100 | State Farm Center | NUNU0296 | 31533 | Office Service - Restroom | No | DEPT |  | Y | N | N | [24 empty] | .5 GPM 1 Hole | [13 empty] | 1.6
0166 | State Farm Center | 1800 S First St | Owned | No | On | Yes | 02 | M0530B | 60 | 100 | State Farm Center | NUNU0296 | 31533 | Office Service - Restroom | No | DEPT |  | Y | N | N | [24 empty] | .5 GPM 1 Hole | [13 empty] | 1.6
0166 | State Farm Center | 1800 S First St | Owned | No | On | Yes | 03 | 1120 | 61.84 | 100 | NA | NA | XXX05 | All-Gender Public Restroom | No | DEPT |  | Y | N | N | [24 empty] | 1 hole sensor | [13 empty] | 1.6 | [12 empty] | ADA
0166 | State Farm Center | 1800 S First St | Owned | No | On | Yes | 03 | 1140 | 270.7 | 100 | NA | NA | XXX03 | Men's Public Restroom | No | DEPT |  | Y | N | N | Y | N | N | Y | N | N | Y | N | N | [15 empty] | 4 single hole low flow sensors | 0.13 | 0.13 | 0.13 | 0.13 | 0.13 | 0.13 | [6 empty] | 1 ADA | 1.6 | 1.6 | 1.6 | [10 empty] | 2 ADA
0166 | State Farm Center | 1800 S First St | Owned | No | On | Yes | 03 | 1160 | 356.66 | 100 | NA | NA | XXX04 | Women's Public Restroom | No | DEPT |  | Y | Y | N | Y | Y | N | Y | Y | N | Y | Y |  | Y | Y | [13 empty] | All single hole sensors | [13 empty] | 1.6 | 1.6 | 1.6 | 1.6 | 1.6 | 1.6 | 1.6 | 1.6 | 1.6 |  |  |  |  | 2 ADA
0166 | State Farm Center | 1800 S First St | Owned | No | On | Yes | 03 | 1200 | 350.32 | 100 | NA | NA | XXX04 | Women's Public Restroom | No | DEPT |  | Y | Y | N | Y | Y | N | Y | Y | N | Y | Y |  | Y | Y | [13 empty] | .5 GPM 1 Hole | [13 empty] | 1.6 | 1.6 | 1.6 | 1.6 | 1.6 | 1.6 | 1.6 | 1.6 | 1.6
0166 | State Farm Center | 1800 S First St | Owned | No | On | Yes | 03 | 1220 | 271.21 | 100 | NA | NA | XXX03 | Men's Public Restroom | No | DEPT |  | Y | Y | N | Y | Y | N | Y | Y | N | Y | Y | [16 empty] | .5 GPM 1 Hole | 0.13 | 0.13 | 0.13 | 0.13 | 0.13 | 0.13 | [7 empty] | 1.6 | 1.6 | 1.6
0166 | State Farm Center | 1800 S First St | Owned | No | On | Yes | 03 | 1240 | 61.08 | 100 | NA | NA | XXX05 | All-Gender Public Restroom | No | DEPT |  | Y | N | N | [24 empty] | 1 hole sensor, ADA | [13 empty] | 1.6 | [12 empty] | ADA
0166 | State Farm Center | 1800 S First St | Owned | No | On | Yes | 03 | 1325 | 59.44 | 100 | NA | NA | XXX05 | All-Gender Public Restroom | No | DEPT |  | Y | N | N | [24 empty] | 1 hole sensor | [13 empty] | 1.6 | [12 empty] | ADA
0166 | State Farm Center | 1800 S First St | Owned | No | On | Yes | 03 | 1411 | 68.64 | 100 | State Farm Center | NUNU0296 | 31533 | Office Service - Restroom | No | DEPT |  | Y | N | N | [24 empty] | 1 Hole/Sensor, .5 GPM | [13 empty] | 1.6
0166 | State Farm Center | 1800 S First St | Owned | No | On | Yes | 03 | 1520 | 62.07 | 100 | NA | NA | XXX05 | All-Gender Public Restroom | No | DEPT |  | Y | N | N | [24 empty] | 1 hole low flow sensor | [13 empty] | 1.6 | [12 empty] | ADA
0166 | State Farm Center | 1800 S First St | Owned | No | On | Yes | 03 | 1540 | 274.97 | 100 | NA | NA | XXX03 | Men's Public Restroom | No | DEPT |  | Y | Y | N | Y | Y | N | Y | Y | N | Y | Y | [16 empty] | .5 GPM 1 Hole | 0.13 | 0.13 | 0.13 | 0.13 | 0.13 | 0.13 | [7 empty] | 1.6 | 1.6 | 1.6
0166 | State Farm Center | 1800 S First St | Owned | No | On | Yes | 03 | 1560 | 352.91 | 100 | NA | NA | XXX04 | Women's Public Restroom | No | DEPT |  | Y | Y | N | Y | Y | N | Y | Y | N | Y | Y |  | Y | Y | [13 empty] | .5 GPM 1 Hole | [13 empty] | 1.6 | 1.6 | 1.6 | 1.6 | 1.6 | 1.6 | 1.6 | 1.6 | 1.6
0166 | State Farm Center | 1800 S First St | Owned | No | On | Yes | 03 | 1600 | 324.91 | 100 | NA | NA | XXX03 | Men's Public Restroom | No | DEPT |  | Y | Y | N | Y | Y | N | Y | Y | N | Y | Y | [16 empty] | .5 GPM 1 Hole | 0.13 | 0.13 | 0.13 | 0.13 | 0.13 | 0.13 | [7 empty] | 1.6 | 1.6 | 1.6 | 1.6 | 1.6 | 1.6
0166 | State Farm Center | 1800 S First St | Owned | No | On | Yes | 03 | 1620 | 345.8 | 100 | NA | NA | XXX04 | Women's Public Restroom | No | DEPT |  | Y | Y | N | Y | Y | N | Y | Y | N | Y | Y |  | Y | Y | [13 empty] | .5 GPM 1 Hole | [13 empty] | 1.6 | 1.6 | 1.6 | 1.6 | 1.6 | 1.6 | 1.6 | 16 | 1.6
0166 | State Farm Center | 1800 S First St | Owned | No | On | Yes | 03 | 1800 | 66.86 | 100 | NA | NA | XXX05 | All-Gender Public Restroom | No | DEPT |  | Y | N | N | [24 empty] | 1 hole sensor | [13 empty] | 1.6 | [12 empty] | ADA
0166 | State Farm Center | 1800 S First St | Owned | No | On | Yes | 03 | 1220A | 34.66 | 100 | NA | NA | XXX03 | Men's Public Restroom | No | DEPT | Not a restroom, BSW room |  |  | N
0166 | State Farm Center | 1800 S First St | Owned | No | On | Yes | 03 | 1360A | 58.8 | 100 | NA | NA | XXX05 | All-Gender Public Restroom | No | DEPT
0166 | State Farm Center | 1800 S First St | Owned | No | On | Yes | 03 | 1680A | 49.47 | 100 | NA | NA | XXX05 | All-Gender Public Restroom | No | DEPT |  | Y | N | N | [38 empty] | 1.6 | [12 empty] | ADA
0166 | State Farm Center | 1800 S First St | Owned | No | On | Yes | 04 | 2000 | 182.75 | 100 | NA | NA | XXX03 | Men's Public Restroom | No | DEPT |  | Y | N | N | Y | N | N | [21 empty] | Both 1 hole sensors | 0.13 | 0.13 | 0.13 | [9 empty] | UR 2 ADA | 1.6 | [12 empty] | ADA
0166 | State Farm Center | 1800 S First St | Owned | No | On | Yes | 04 | 2020 | 65.56 | 100 | NA | NA | XXX05 | All-Gender Public Restroom | No | DEPT |  | Y | N | N | [24 empty] | 1 hole sensor | [13 empty] | 1.6 | [12 empty] | ADA
0166 | State Farm Center | 1800 S First St | Owned | No | On | Yes | 04 | 2120 | 407.12 | 100 | NA | NA | XXX04 | Women's Public Restroom | No | DEPT |  | Y | N | N | Y | N | N | Y | N | N | Y | N | N | Y | N | N | Y | N | N | [9 empty] | All 1 hole sensors | [13 empty] | 1.6 | 1.6 | 1.6 | 1.6 | 1.6 | 1.6 | 1.6 | 1.6 | 1.6 | 1.6 | 1.6 | 1.6 | 1.6 | 2 ADA
0166 | State Farm Center | 1800 S First St | Owned | No | On | Yes | 04 | 2140 | 288.57 | 100 | NA | NA | XXX03 | Men's Public Restroom | No | DEPT |  | Y | N | N | Y | N | N | Y | N | N | Y | N | N | [15 empty] | All 1 hole sensor | 0.13 | 0.13 | 0.13 | 0.13 | 0.13 | [7 empty] | Ur 4 ADA | 1.6 | 1.6 | 1.6 | [10 empty] | WC 2&3 ADA
0166 | State Farm Center | 1800 S First St | Owned | No | On | Yes | 04 | 2200 | 420.37 | 100 | NA | NA | XXX04 | Women's Public Restroom | No | DEPT |  | Y | N | N | Y | N | N | Y | N | N | Y | N | N | Y | N | N | Y | N | N | [9 empty] | All 1 hole sensors | [13 empty] | 1.6 | 1.6 | 1.6 | 1.6 | 1.6 | 1.6 | 1.6 | 1.6 | 1.6 | 1.6 | 1.6 | 1.6 | 1.6 | 2 ADA
0166 | State Farm Center | 1800 S First St | Owned | No | On | Yes | 04 | 2400 | 182.67 | 100 | NA | NA | XXX03 | Men's Public Restroom | No | DEPT |  | Y | N | N | Y | N | N | [21 empty] | Both 1 hole sensors | 0.13 | 0.13 | 0.13 | [9 empty] | UR 2 ADA | 1.6 | [12 empty] | ADA
0166 | State Farm Center | 1800 S First St | Owned | No | On | Yes | 04 | 2420 | 65.77 | 100 | NA | NA | XXX05 | All-Gender Public Restroom | No | DEPT |  | Y | N | N | [24 empty] | 1 hole sensor | [13 empty] | 1.6 | [12 empty] | ADA
0166 | State Farm Center | 1800 S First St | Owned | No | On | Yes | 04 | 2482 | 410.48 | 100 | NA | NA | XXX04 | Women's Public Restroom | No | DEPT |  | Y | N | N | Y | N | N | Y | N | N | Y | N | N | Y | N | N | Y | N | N | [9 empty] | All 1 hole sensors | [13 empty] | 1.6 | 1.6 | 1.6 | 1.6 | 1.6 | 1.6 | 1.6 | 1.6 | 1.6 | 1.6 | 1.6 | 1.6 | 1.6 | 2 ADA
0166 | State Farm Center | 1800 S First St | Owned | No | On | Yes | 04 | 2484 | 285.31 | 100 | NA | NA | XXX03 | Men's Public Restroom | No | DEPT |  | Y | N | N | Y | N | N | Y | N | N | Y | N | N | [15 empty] | All 1 hole sensors | 0.13 | 0.13 | 0.13 | 0.13 | 0.13 | [7 empty] | UR 4 ADA | 1.6 | 1.6 | 1.6 | [10 empty] | WC 2&3 ADA
0166 | State Farm Center | 1800 S First St | Owned | No | On | Yes | 04 | 2540 | 285.36 | 100 | NA | NA | XXX03 | Men's Public Restroom | No | DEPT |  | Y | N | N | Y | N | N | Y | N | N | Y | N | N | [15 empty] | All 1 hole sensors | 0.13 | 0.13 | 0.13 | 0.13 | 0.13 | [7 empty] | UR 4 ADA | 1.6 | 1.6 | 1.6 | [10 empty] | WC 2&3 ADA
0166 | State Farm Center | 1800 S First St | Owned | No | On | Yes | 04 | 2600 | 403.73 | 100 | NA | NA | XXX04 | Women's Public Restroom | No | DEPT |  | Y | N | N | Y | N | N | Y | N | N | Y | N | N | Y | N | N | Y | N | N | [9 empty] | All 1 hole sensors | [13 empty] | 1.6 | 1.6 | 1.6 | 1.6 | 1.6 | 1.6 | 1.6 | 1.6 | 1.6 | 1.6 | 1.6 | 1.6 | 1.6 | 2 ADA
0166 | State Farm Center | 1800 S First St | Owned | No | On | Yes | 04 | 2620 | 288.9 | 100 | NA | NA | XXX03 | Men's Public Restroom | No | DEPT |  | Y | N | N | Y | N | N | Y | N | N | Y | N | N | [15 empty] | All 1 hole sensor | 0.13 | 0.13 | 0.13 | 0.13 | 0.13 | [7 empty] | UR 4 ADA | 1.6 | 1.6 | 1.6 | [10 empty] | WC 2&3 ADA
0166 | State Farm Center | 1800 S First St | Owned | No | On | Yes | 04 | 2720 | 205.03 | 100 | NA | NA | XXX04 | Women's Public Restroom | No | DEPT |  | Y | N | N | Y | N | N | Y | N | N | [18 empty] | All 1 hole sensor | [13 empty] | 1.6 | 1.6 | 1.6 | 1.6 | 1.6 | [8 empty] | WC 4&5 ADA
0166 | State Farm Center | 1800 S First St | Owned | No | On | Yes | 05 | 3050 | 20.86 | 100 | NA | NA | XXX05 | All-Gender Public Restroom | No | DEPT |  | Y | N | N | [24 empty] | .5 GPM 1 Hole | [13 empty] | 1.6
0167 | Colonel Wolfe School | 403 E Healey St | Owned | Yes | On | No | 00 | 0012A | 167.32 | 100 | NA | NA | XXX03 | Men's Public Restroom | No | PP | This building is abandoned, no one present & building has been cleaned out? All doors locked | Y | Y | N | Y | Y | N | [21 empty] | .5 GPM | [12 empty] | Trough like urinal, tank above urinal constantly trickles water | 1.6
0167 | Colonel Wolfe School | 403 E Healey St | Owned | Yes | On | No | 00 | 0024C | 48.13 | 100 | NA | NA | XXX04 | Women's Public Restroom | No | PP | This building is abandoned, no one present & building has been cleaned out? All doors locked | Y | Y | N | [24 empty] | .5 GPM | [13 empty] | 3.5
0167 | Colonel Wolfe School | 403 E Healey St | Owned | Yes | On | No | 01 | 0140D | 70.08 | 100 | General & Unassigned | NGNG0236 | 31533 | Office Service - Restroom | No | PP | This building is abandoned, no one present & building has been cleaned out? All doors locked | N | N | Y | N | N | Y | [21 empty] | 2.2 GPM | [13 empty] | 1.6 | 1.6
0167 | Colonel Wolfe School | 403 E Healey St | Owned | Yes | On | No | 02 | 0212A | 148.5 | 100 | NA | NA | XXX04 | Women's Public Restroom | No | PP | This building is abandoned, no one present & building has been cleaned out? All doors locked | Y | Y | N | Y | Y | N | [21 empty] | .5 GPM | [13 empty] | 3.5 | 3.5
0170 | Central Receiving Building | 1609 S Oak St | Owned | Yes | On | No | 01 | 0002 | 38.66 | 100 | NA | NA | XXX04 | Women's Public Restroom | No | PP |  | N | N | Y | N | Y | N | [21 empty] | 2.0 GPM | 0.5 | [12 empty] | 1.6
0170 | Central Receiving Building | 1609 S Oak St | Owned | Yes | On | No | 01 | 0003 | 56.13 | 100 | NA | NA | XXX03 | Men's Public Restroom | No | PP |  | N | N | Y | Y | N | Y | [21 empty] | 1-2.0 GPM 2- .5 GPM | [13 empty] | 1.6
0170 | Central Receiving Building | 1609 S Oak St | Owned | Yes | On | No | 01 | 0108 | 117.95 | 100 | NA | NA | XXX03 | Men's Public Restroom | No | PP |  | N | Y | N | [24 empty] | 2.0 GPM | [13 empty] | 3.5
0170 | Central Receiving Building | 1609 S Oak St | Owned | Yes | On | No | 01 | 0110 | 185.82 | 100 | NA | NA | XXX04 | Women's Public Restroom | No | PP |  | N | Y | N | [24 empty] | 2.0 GPM | [13 empty] | 3.5
0171 | Meat Science Laboratory | 1503 Maryland Dr | Owned | Yes | On | No | 01 | 0114 | 75.84 | 100 | NA | NA | XXX03 | Men's Public Restroom | No | PP |  | Y | N | Y | Y | Y | N | [21 empty] | .5 GPM Aerators | [13 empty] | 3.5
0171 | Meat Science Laboratory | 1503 Maryland Dr | Owned | Yes | On | No | 01 | 0116 | 219.84 | 100 | NA | NA | XXX04 | Women's Public Restroom | No | PP |  | Y | Y | N | [24 empty] | .5 GPM Aerators | 0.125 | [12 empty] | 3.5
0171 | Meat Science Laboratory | 1503 Maryland Dr | Owned | Yes | On | No | 01 | 0127A | 49.23 | 100 | Animal Sciences | KLKL0538 | 31533 | Office Service - Restroom | No | PP |  | Y | N | Y | [24 empty] | 1.2 GPM Aerator | [13 empty] | 1.6
0171 | Meat Science Laboratory | 1503 Maryland Dr | Owned | Yes | On | No | 02 | 0202 | 80.5 | 100 | NA | NA | XXX03 | Men's Public Restroom | No | PP |  | Y | N | Y | [24 empty] | .5 GPM Aerators | 1 | [12 empty] | 1.6
0171 | Meat Science Laboratory | 1503 Maryland Dr | Owned | Yes | On | No | 02 | 0204 | 35.16 | 100 | NA | NA | XXX04 | Women's Public Restroom | No | PP
0172 | Foreign Languages Building | 707 S Mathews Ave | Owned | Yes | On | No | 00 | G0029 | 176.45 | 100 | NA | NA | XXX03 | Men's Public Restroom | No | PP |  | Y | N | Y | Y | N | Y | Y | N | Y | [18 empty] | .5 GPM Aerators | 1 | 1 | [11 empty] | 3.5 | 3.5 | 3.5 | 3.5
0172 | Foreign Languages Building | 707 S Mathews Ave | Owned | Yes | On | No | 00 | G0029A | 23.17 | 100 | NA | NA | XXX03 | Men's Public Restroom | No | PP
0172 | Foreign Languages Building | 707 S Mathews Ave | Owned | Yes | On | No | 00 | G0031 | 138.12 | 100 | NA | NA | XXX04 | Women's Public Restroom | No | PP |  | Y | N | Y | Y | N | Y | Y | N | Y | [18 empty] | .5 GPM Aerators | [13 empty] | 3.5 | 3.5 | 3.5
0172 | Foreign Languages Building | 707 S Mathews Ave | Owned | Yes | On | No | 00 | G0031A | 23.87 | 100 | NA | NA | XXX04 | Women's Public Restroom | No | PP
0172 | Foreign Languages Building | 707 S Mathews Ave | Owned | Yes | On | No | 01 | 1090 | 166.42 | 100 | NA | NA | XXX04 | Women's Public Restroom | No | PP |  | Y | N | Y | Y | N | Y | Y | N | Y | [18 empty] | .5 GPM Aerators | [13 empty] | 1.6 | 1.6 | 1.6 | 1.6
0172 | Foreign Languages Building | 707 S Mathews Ave | Owned | Yes | On | No | 01 | 1092 | 171.87 | 100 | NA | NA | XXX03 | Men's Public Restroom | No | PP |  | Y | N | Y | Y | N | Y | Y | N | Y | [18 empty] | .5-2.2 GPM Aerators | 1 | 1 | [11 empty] | 1.6 | 1.6
0172 | Foreign Languages Building | 707 S Mathews Ave | Owned | Yes | On | No | 02 | 2063 | 198.81 | 100 | NA | NA | XXX04 | Women's Public Restroom | No | PP |  | Y | N | Y | Y | N | Y | [21 empty] | .5 GPM Aerators | [13 empty] | 1.6 | 1.6 | 1.6
0172 | Foreign Languages Building | 707 S Mathews Ave | Owned | Yes | On | No | 02 | 2086 | 190.27 | 100 | NA | NA | XXX03 | Men's Public Restroom | No | PP |  | Y | N | Y | Y | N | Y | Y | N | Y | [18 empty] | .5 GPM Aerators | 1 | 1 | [11 empty] | 3.5 | 3.5 | 3.5
0172 | Foreign Languages Building | 707 S Mathews Ave | Owned | Yes | On | No | 03 | 3063 | 144.3 | 100 | NA | NA | XXX03 | Men's Public Restroom | No | PP |  | Y | N | Y | Y | N | Y | [21 empty] | .5 GPM Aerators | 1 | 1 | [11 empty] | 1.6 | 3.5
0172 | Foreign Languages Building | 707 S Mathews Ave | Owned | Yes | On | No | 03 | 3090 | 263.44 | 100 | NA | NA | XXX04 | Women's Public Restroom | No | PP |  | Y | N | Y | Y | N | Y | Y | N | Y | [18 empty] | .5 GPM Aerators | [13 empty] | 1.6 | 1.6 | 4.5 | 4.5
0172 | Foreign Languages Building | 707 S Mathews Ave | Owned | Yes | On | No | 04 | 4063 | 216.31 | 100 | NA | NA | XXX04 | Women's Public Restroom | No | PP |  | Y | N | Y | Y | N | Y | Y | N | Y | [18 empty] | .5 GPM Aerators | 1.28 | 3.5 | 1.6 | 1.6
0172 | Foreign Languages Building | 707 S Mathews Ave | Owned | Yes | On | No | 04 | 4086 | 156.72 | 100 | NA | NA | XXX03 | Men's Public Restroom | No | PP |  | Y |  | Y | Y | N | Y | [21 empty] | .5 GPM Aerators | 0.5 | 0.5 | [11 empty] | 1.28 | 3.5 | 3.5
0174 | Engineering Sciences Building | 1101 Springfield Ave | Owned | Yes | On | No | 01 | 0122 | 148.07 | 100 | NA | NA | XXX03 | Men's Public Restroom | No | PP |  | Y | N | Y | Y | N | Y | [21 empty] | ? | 1.6 | 1.6 | [11 empty] | 3.5 | 3.5
0174 | Engineering Sciences Building | 1101 Springfield Ave | Owned | Yes | On | No | 01 | 0172 | 166.87 | 100 | NA | NA | XXX03 | Men's Public Restroom | No | PP |  | Y | N | Y | Y | N | Y | [21 empty] | ? | 1.6 | 1.6 | [10 empty] | UR2 ADA | 3.5 | 3.5 | 3.5 | [10 empty] | WC3 ADA
0174 | Engineering Sciences Building | 1101 Springfield Ave | Owned | Yes | On | No | 01 | 0195 | 185.02 | 100 | NA | NA | XXX03 | Men's Public Restroom | No | PP |  | Y | N | Y | Y | N | Y | Y | N | Y | Y | N | Y | [15 empty] | ? | 1.6 | 1.6 | [10 empty] | UR2 ADA | 3.5 | 3.5 | [11 empty] | WC2 ADA
0174 | Engineering Sciences Building | 1101 Springfield Ave | Owned | Yes | On | No | 01 | 0197 | 214.3 | 100 | NA | NA | XXX04 | Women's Public Restroom | No | PP |  | Y | N | Y | Y | N | Y | Y | N | Y | Y | N | Y | [15 empty] | ? | [13 empty] | 3.5 | 3.5 | 3.5 | 3.5 | [9 empty] | WC4 ADA
0174 | Engineering Sciences Building | 1101 Springfield Ave | Owned | Yes | On | No | 01 | 1140 | 96.49 | 100 | NA | NA | XXX04 | Women's Public Restroom | No | PP |  | Y | N | Y | Y | N | Y | [21 empty] | ? | [13 empty] | 3.5 | [12 empty] | ADA
0174 | Engineering Sciences Building | 1101 Springfield Ave | Owned | Yes | On | No | 02 | 0272 | 184.98 | 100 | NA | NA | XXX04 | Women's Public Restroom | No | PP |  | Y | N | Y | Y | N | Y | Y | N | Y | [18 empty] | ? | [13 empty] | 3.5 | 3.5 | 3.5 | [10 empty] | WC3 ADA
0174 | Engineering Sciences Building | 1101 Springfield Ave | Owned | Yes | On | No | 02 | 2-140 | 117.35 | 100 | NA | NA | XXX03 | Men's Public Restroom | No | PP |  | Y | N | Y | Y | N | Y | [21 empty] | ? | 1.6 | 1.6 | [10 empty] | UR2 ADA | 3.5 | [12 empty] | ADA
0174 | Engineering Sciences Building | 1101 Springfield Ave | Owned | Yes | On | No | 03 | 3140 | 95.14 | 100 | NA | NA | XXX04 | Women's Public Restroom | No | PP |  | Y | N | Y | Y | N | Y | [21 empty] | ? | [13 empty] | 3.5 | [12 empty] | ADA
0174 | Engineering Sciences Building | 1101 Springfield Ave | Owned | Yes | On | No | 04 | 4140 | 117.35 | 100 | NA | NA | XXX03 | Men's Public Restroom | No | PP |  | Y | N | Y | Y | N | Y | [21 empty] | ? | 1.6 | 1.6 | [10 empty] | UR2 ADA | 3.5 | [12 empty] | ADA
0174 | Engineering Sciences Building | 1101 Springfield Ave | Owned | Yes | On | No | 05 | 5140 | 95.14 | 100 | NA | NA | XXX04 | Women's Public Restroom | No | PP |  | Y | N | Y | Y | N | Y | [21 empty] | ? | [13 empty] | 3.5 | [12 empty] | ADA
0174 | Engineering Sciences Building | 1101 Springfield Ave | Owned | Yes | On | No | 06 | 6140 | 121.56 | 100 | NA | NA | XXX03 | Men's Public Restroom | No | PP |  | Y | N | Y | Y | N | Y | [21 empty] | ? | 3.5 | 1.6 | [10 empty] | UR2 ADA | 3.5 | [12 empty] | ADA
0176 | Rehabilitation Education Center | 1207 S Oak St | Owned | Yes | On | No | 00 | 0081 | 58.52 | 100 | NA | NA | XXX04 | Women's Public Restroom | No | PP |  | N | Y | N | [24 empty] | 2.2 GPM | [13 empty] | 1.28
0176 | Rehabilitation Education Center | 1207 S Oak St | Owned | Yes | On | No | 00 | 0082 | 59.39 | 100 | NA | NA | XXX03 | Men's Public Restroom | No | PP |  | N | Y | N | [24 empty] | 2.2 GPM | [13 empty] | 1.28
0176 | Rehabilitation Education Center | 1207 S Oak St | Owned | Yes | On | No | 01 | 0115 | 68.94 | 100 | NA | NA | XXX04 | Women's Public Restroom | No | PP |  | Y | Y | N | [24 empty] | .5 GPM | [13 empty] | 1.6
0176 | Rehabilitation Education Center | 1207 S Oak St | Owned | Yes | On | No | 01 | 0125 | 111.58 | 100 | NA | NA | XXX03 | Men's Public Restroom | No | PP |  | N | Y | N | N | Y | N | [21 empty] | 2.2 GPM | 1.6 | 1.6 | [11 empty] | 3.5
0176 | Rehabilitation Education Center | 1207 S Oak St | Owned | Yes | On | No | 01 | 0126 | 115.86 | 100 | NA | NA | XXX04 | Women's Public Restroom | No | PP |  | N | Y | N | N | Y | N | [21 empty] | 2.2 GPM | [13 empty] | 3.5 | 3.5 | 3.5
0176 | Rehabilitation Education Center | 1207 S Oak St | Owned | Yes | On | No | 01 | 0153 | 180.68 | 100 | NA | NA | XXX04 | Women's Public Restroom | No | PP |  | N | Y | N | N | Y | N | [21 empty] | 2.2 GPM | [13 empty] | 3.5 | 3.5 | 3.5
0176 | Rehabilitation Education Center | 1207 S Oak St | Owned | Yes | On | No | 01 | 0155 | 180.66 | 100 | NA | NA | XXX03 | Men's Public Restroom | No | PP |  | N | Y | N | N | Y | N | N | Y | N | [18 empty] | 2.2 GPM | 1.6 | 1.6 | 1.6 | [10 empty] | 1.6
0176 | Rehabilitation Education Center | 1207 S Oak St | Owned | Yes | On | No | 01 | 0105A2 | 27.75 | 100 | Disability Res & Educ Svcs | KYKY0943 | 31533 | Office Service - Restroom | No | PP |  | N | Y | N | [24 empty] | No aerator | [13 empty] | 1.6
0178 | Mailing Center - 1611 S Oak | 1611 S Oak St | Owned | Yes | On | No | 01 | 0111 | 38.22 | 100 | NA | NA | XXX03 | Men's Public Restroom | No | PP |  | N | Y | N | [24 empty] | 2.0 GPM | [13 empty] | 1.6 | [12 empty] | Tank type toilets
0178 | Mailing Center - 1611 S Oak | 1611 S Oak St | Owned | Yes | On | No | 01 | 0112 | 78.61 | 100 | NA | NA | XXX04 | Women's Public Restroom | No | PP |  | N | Y | N | [24 empty] | 2.0 GPM | [13 empty] | 1.6 | 1.6 | [11 empty] | Tank type toilets
0179 | Illini Grove, Seward Staley | 905 W Pennsylvania Ave | Owned | No | On | No | 01 | 0101 | 60.32 | 100 | NA | NA | XXX03 | Men's Public Restroom | No | DEPT
0179 | Illini Grove, Seward Staley | 905 W Pennsylvania Ave | Owned | No | On | No | 01 | 0103 | 66.02 | 100 | NA | NA | XXX04 | Women's Public Restroom | No | DEPT
0180 | Stu-Staff Air Conditioning Center | 1109 W Green St | Owned | No | On | No | 01 | 0003 | 19.44 | 100 | NA | NA | XXX05 | All-Gender Public Restroom | No | DEPT
0181 | Daniels Hall | 1010 W Green St | Owned | No | On | Yes | 01 | 0116 | 52.16 | 100 | NA | NA | XXX05 | All-Gender Public Restroom | No | DEPT
0181 | Daniels Hall | 1010 W Green St | Owned | No | On | Yes | 01 | 0118 | 46.15 | 100 | NA | NA | XXX05 | All-Gender Public Restroom | No | DEPT
0181 | Daniels Hall | 1010 W Green St | Owned | No | On | Yes | 01 | 0131 | 54.95 | 100 | NA | NA | XXX05 | All-Gender Public Restroom | No | DEPT
0181 | Daniels Hall | 1010 W Green St | Owned | No | On | Yes | 01 | 0133 | 50.08 | 100 | NA | NA | XXX05 | All-Gender Public Restroom | No | DEPT
0183 | Wood Engineering Laboratory | 1305 S Goodwin Ave | Owned | Yes | On | No | 01 | 0133 | 77.12 | 100 | NA | NA | XXX04 | Women's Public Restroom | No | PP
0183 | Wood Engineering Laboratory | 1305 S Goodwin Ave | Owned | Yes | On | No | 01 | 0135 | 105.14 | 100 | NA | NA | XXX03 | Men's Public Restroom | No | PP
0184 | 1208 W Nevada St | 1208 W Nevada St | Owned | Yes | On | No | 01 | 1006 | 52.54 | 100 | NA | NA | XXX05 | All-Gender Public Restroom | No | PP |  | N | Y | N | [24 empty] | 2.2 GPM | [13 empty] | 3.5 | [12 empty] | Tank type toilet
0184 | 1208 W Nevada St | 1208 W Nevada St | Owned | Yes | On | No | 02 | 2004 | 52.21 | 100 | NA | NA | XXX05 | All-Gender Public Restroom | No | PP |  | N | Y | N | [24 empty] | 2.0 GPM | [13 empty] | 3.5 | [12 empty] | Tank type toilet
0187 | Entomology Laboratory | 1902 Griffith Dr | Owned | Yes | On | No | 01 | 0102 | 55.67 | 100 | NA | NA | XXX05 | All-Gender Public Restroom | No | PP
0188 | Fred Turner Student Services Building | 610 E John St | Owned | No | On | Yes | 00 | 0023 | 112.89 | 100 | NA | NA | XXX04 | Women's Public Restroom | No | DEPT | UNISEX NOW R/R DESIGNATED | N |  | Y | [38 empty] | 3.5
0188 | Fred Turner Student Services Building | 610 E John St | Owned | No | On | Yes | 00 | 0026 | 111.57 | 100 | NA | NA | XXX03 | Men's Public Restroom | No | DEPT | UNISEX NOW NO DESIGNATION | N |  | Y | [38 empty] | 3.5
0188 | Fred Turner Student Services Building | 610 E John St | Owned | No | On | Yes | 01 | 0123 | 112.89 | 100 | NA | NA | XXX04 | Women's Public Restroom | No | DEPT |  | N |  | Y | [38 empty] | 3.5 | 3.5
0188 | Fred Turner Student Services Building | 610 E John St | Owned | No | On | Yes | 01 | 0126 | 111.58 | 100 | NA | NA | XXX03 | Men's Public Restroom | No | DEPT |  | N |  | Y | [25 empty] | 1 | [12 empty] | 3.5 | 3.5
0188 | Fred Turner Student Services Building | 610 E John St | Owned | No | On | Yes | 02 | 0223 | 112.89 | 100 | NA | NA | XXX04 | Women's Public Restroom | No | DEPT |  | N |  | Y | [38 empty] | 3.5 | 3.5
0188 | Fred Turner Student Services Building | 610 E John St | Owned | No | On | Yes | 02 | 0226 | 111.57 | 100 | NA | NA | XXX03 | Men's Public Restroom | No | DEPT |  | N |  | Y | [25 empty] | 1 | [12 empty] | 3.5
0188 | Fred Turner Student Services Building | 610 E John St | Owned | No | On | Yes | 03 | 0324 | 111.57 | 100 | NA | NA | XXX03 | Men's Public Restroom | No | DEPT |  | N |  | Y | [25 empty] | 1 | [12 empty] | 1.6 | 3.5
0188 | Fred Turner Student Services Building | 610 E John St | Owned | No | On | Yes | 03 | 0326 | 111.8 | 100 | NA | NA | XXX04 | Women's Public Restroom | No | DEPT |  | N |  | Y | [38 empty] | 3.5 | 3.5
0188 | Fred Turner Student Services Building | 610 E John St | Owned | No | On | Yes | 04 | 0402 | 111.8 | 100 | NA | NA | XXX04 | Women's Public Restroom | No | DEPT |  | N |  | Y | [38 empty] | 3.5 | 3.5
0188 | Fred Turner Student Services Building | 610 E John St | Owned | No | On | Yes | 04 | 0404 | 111.57 | 100 | NA | NA | XXX03 | Men's Public Restroom | No | DEPT |  | N |  | Y | [25 empty] | 1 | [12 empty] | 3.5 | 3.5
0192 | Medical Sciences Building | 506 S Mathews Ave | Owned | Yes | On | No | 00 | 0005 | 229.68 | 100 | Division of Animal Resources | NENE0298 | 57570 | Animal Quarters Service - Restroom | No | PP
0192 | Medical Sciences Building | 506 S Mathews Ave | Owned | Yes | On | No | 00 | 0076 | 142.17 | 100 | NA | NA | XXX04 | Women's Public Restroom | No | PP |  | N | N | Y | N | Y | N | [35 empty] | 3.5 | 3.5 | [11 empty] | Has a shower
0192 | Medical Sciences Building | 506 S Mathews Ave | Owned | Yes | On | No | 00 | 0078 | 156.51 | 100 | NA | NA | XXX03 | Men's Public Restroom | No | PP |  | N | N | Y | N | N | Y | [22 empty] | 1.6 | 1.6 | [10 empty] | Sensor | 3.5 | 3.5 | [11 empty] | Has a shower
0192 | Medical Sciences Building | 506 S Mathews Ave | Owned | Yes | On | No | 00 | 0017A | 122.3 | 100 | Division of Animal Resources | NENE0298 | 57570 | Animal Quarters Service - Restroom | No | PP
0192 | Medical Sciences Building | 506 S Mathews Ave | Owned | Yes | On | No | 01 | 0167 | 279.12 | 100 | NA | NA | XXX03 | Men's Public Restroom | No | PP | Being remodeled/bathrooms moved
0192 | Medical Sciences Building | 506 S Mathews Ave | Owned | Yes | On | No | 01 | 0169 | 197.52 | 100 | NA | NA | XXX04 | Women's Public Restroom | No | PP | Being remodeled/bathrooms moved
0192 | Medical Sciences Building | 506 S Mathews Ave | Owned | Yes | On | No | 02 | 0203 | 109.44 | 100 | NA | NA | XXX04 | Women's Public Restroom | No | PP | Being remodeled/bathrooms moved
0192 | Medical Sciences Building | 506 S Mathews Ave | Owned | Yes | On | No | 02 | 0206 | 181.63 | 100 | NA | NA | XXX03 | Men's Public Restroom | No | PP | Being remodeled/bathrooms moved
0192 | Medical Sciences Building | 506 S Mathews Ave | Owned | Yes | On | No | 03 | 0375 | 192.24 | 100 | NA | NA | XXX03 | Men's Public Restroom | No | PP | Being remodeled/bathrooms moved
0192 | Medical Sciences Building | 506 S Mathews Ave | Owned | Yes | On | No | 03 | 0376 | 105.5 | 100 | NA | NA | XXX04 | Women's Public Restroom | No | PP | Being remodeled/bathrooms moved
0192 | Medical Sciences Building | 506 S Mathews Ave | Owned | Yes | On | No | 04 | 0455 | 93.82 | 100 | NA | NA | XXX04 | Women's Public Restroom | No | PP |  | N | N | Y | [38 empty] | 3.5 | 3.5
0192 | Medical Sciences Building | 506 S Mathews Ave | Owned | Yes | On | No | 04 | 0473 | 119.95 | 100 | NA | NA | XXX03 | Men's Public Restroom | No | PP |  | N | N | Y | N | N | Y | [22 empty] | 1.6 | [12 empty] | 3.5 | 3.5
0192 | Medical Sciences Building | 506 S Mathews Ave | Owned | Yes | On | No | 05 | 0555 | 93.82 | 100 | NA | NA | XXX04 | Women's Public Restroom | No | PP |  | Y | N | Y | [38 empty] | 3.5 | 3.5
0192 | Medical Sciences Building | 506 S Mathews Ave | Owned | Yes | On | No | 05 | 0573 | 145.51 | 100 | NA | NA | XXX03 | Men's Public Restroom | No | PP |  | N | N | Y | N | N | Y | N | N | Y | [19 empty] | 1.6 | [12 empty] | 3.5 | 3.5
0193 | Swanlund Administration Building | 601 E John St | Owned | Yes | On | No | 01 | 0110 | 127.94 | 100 | NA | NA | XXX03 | Men's Public Restroom | No | PP |  | Y | Y | N | Y | Y | N | [21 empty] | .5 GPM | 1.5 | [12 empty] | 1.6
0193 | Swanlund Administration Building | 601 E John St | Owned | Yes | On | No | 01 | 0111 | 131.49 | 100 | NA | NA | XXX04 | Women's Public Restroom | No | PP |  | Y | Y | N | Y | Y | N | [21 empty] | .5 GPM | [13 empty] | 3.5 | 1.6
0193 | Swanlund Administration Building | 601 E John St | Owned | Yes | On | No | 03 | 0311 | 146.43 | 100 | NA | NA | XXX03 | Men's Public Restroom | No | PP |  | Y | Y | N | Y | Y | N | [21 empty] | .5 GPM | 1.5 | [12 empty] | 3.5 | 3.5
0193 | Swanlund Administration Building | 601 E John St | Owned | Yes | On | No | 03 | 0312 | 120.42 | 100 | NA | NA | XXX04 | Women's Public Restroom | No | PP |  | Y | Y | N | Y | Y | N | [21 empty] | .5 GPM | [13 empty] | 3.5 | 1.6 | 3.5
0193 | Swanlund Administration Building | 601 E John St | Owned | Yes | On | No | 05 | 0511 | 131.5 | 100 | NA | NA | XXX03 | Men's Public Restroom | No | PP |  | Y | Y | N | Y | Y | N | [21 empty] | .5 GPM | 3.5 | [12 empty] | 3.5
0193 | Swanlund Administration Building | 601 E John St | Owned | Yes | On | No | 05 | 0512 | 131.38 | 100 | NA | NA | XXX04 | Women's Public Restroom | No | PP |  | Y | Y | N | Y | Y | N | [21 empty] | .5 GPM | [13 empty] | 1.6 | 1.6
0194 | USDA Nematology Greenhouse | 1105 Dorner Dr | Owned | No | On | No | 01 | 0101 | 40 | 100 | NA | NA | XXX05 | All-Gender Public Restroom | No | DEPT
0195 | 1203 W Nevada St | 1203 W Nevada St | Owned | Yes | On | No | 01 | 0111 | 23.58 | 100 | NA | NA | XXX05 | All-Gender Public Restroom | No | PP |  | N | Y | N | [24 empty] | 2.0 GPM | [13 empty] | 3.5 | [12 empty] | Tank type
0195 | 1203 W Nevada St | 1203 W Nevada St | Owned | Yes | On | No | 02 | 0209 | 40.08 | 100 | NA | NA | XXX05 | All-Gender Public Restroom | No | PP |  | N | Y | Y | [24 empty] | 2.0 GPM | [13 empty] | 3.5 | [12 empty] | Tank type
0196 | Optical Physics and Engineering Building | 607 E Healey St | Owned | Yes | On | No | 01 | 0107 | 63.29 | 100 | NA | NA | XXX05 | All-Gender Public Restroom | No | PP
0196 | Optical Physics and Engineering Building | 607 E Healey St | Owned | Yes | On | No | 01 | 0109 | 121.03 | 100 | NA | NA | XXX03 | Men's Public Restroom | No | PP
0196 | Optical Physics and Engineering Building | 607 E Healey St | Owned | Yes | On | No | 01 | 0110 | 126.84 | 100 | NA | NA | XXX04 | Women's Public Restroom | No | PP
0197 | Turner Hall | 1102 S Goodwin Ave | Owned | Yes | On | No | 00 | N0012 | 84.92 | 100 | NA | NA | XXX04 | Women's Public Restroom | No | PP |  | Y | Y | N | [24 empty] | .5 GPM aerator | 0.125 | [12 empty] | 1.28
0197 | Turner Hall | 1102 S Goodwin Ave | Owned | Yes | On | No | 00 | S0030 | 122.47 | 100 | NA | NA | XXX03 | Men's Public Restroom | No | PP |  | Y | N | Y | [24 empty] | 2.2 GPM aerator | 1 | [12 empty] | 3.5 | 3.5
0197 | Turner Hall | 1102 S Goodwin Ave | Owned | Yes | On | No | 00 | W0006 | 165.69 | 100 | NA | NA | XXX03 | Men's Public Restroom | No | PP |  | Y | Y | N | Y | Y | N | [21 empty] | .5 GPM aerator | [13 empty] | 1.28 | 1.28 | 1.28
0197 | Turner Hall | 1102 S Goodwin Ave | Owned | Yes | On | No | 01 | N0112 | 227.55 | 100 | NA | NA | XXX03 | Men's Public Restroom | No | PP |  | Y | Y | N | Y | Y | N | [21 empty] | .5 GPM | 0.125 | 0.125 | [11 empty] | 1.28 | 1.28
0197 | Turner Hall | 1102 S Goodwin Ave | Owned | Yes | On | No | 01 | S0124 | 103.71 | 100 | NA | NA | XXX03 | Men's Public Restroom | No | PP |  | Y | N | Y | [24 empty] | 3.2 GPM aerator | [13 empty] | 1.6 | 1.6
0197 | Turner Hall | 1102 S Goodwin Ave | Owned | Yes | On | No | 01 | W0106A | 249.13 | 100 | NA | NA | XXX04 | Women's Public Restroom | No | PP |  | Y | Y | N | Y | Y | N | Y | Y | N | [18 empty] | .5 GPM | [13 empty] | 1.28 | 1.28 | 1.28 | 1.28 | 1.28 | 1.28
0197 | Turner Hall | 1102 S Goodwin Ave | Owned | Yes | On | No | 02 | N0212 | 164.7 | 100 | NA | NA | XXX03 | Men's Public Restroom | No | PP |  | Y | Y | N | Y | Y | N | [21 empty] | .5 GPM | 0.125 | 0.125 | [11 empty] | 1.28
0197 | Turner Hall | 1102 S Goodwin Ave | Owned | Yes | On | No | 02 | S0228 | 110.64 | 100 | NA | NA | XXX03 | Men's Public Restroom | No | PP |  | Y | N | Y | [24 empty] | .5 GPM | 0.5 | [12 empty] | 1.6 | 1.6
0197 | Turner Hall | 1102 S Goodwin Ave | Owned | Yes | On | No | 02 | W0204 | 48.49 | 100 | NA | NA | XXX05 | All-Gender Public Restroom | No | PP |  | Y | N | Y | [24 empty] | 2.2 GPM | 0.5 | [12 empty] | 1.6
0197 | Turner Hall | 1102 S Goodwin Ave | Owned | Yes | On | No | 02 | W0205 | 242.59 | 100 | NA | NA | XXX04 | Women's Public Restroom | No | PP |  | Y | Y | N | Y | Y | N | [21 empty] | .5 GPM | [13 empty] | 1.28 | 1.28 | 1.28 | 1.28
0197 | Turner Hall | 1102 S Goodwin Ave | Owned | Yes | On | No | 03 | N0308 | 72.67 | 100 | NA | NA | XXX04 | Women's Public Restroom | No | PP
0197 | Turner Hall | 1102 S Goodwin Ave | Owned | Yes | On | No | 03 | S0328 | 110.64 | 100 | NA | NA | XXX04 | Women's Public Restroom | No | PP |  | Y | N | Y | [24 empty] | .5 GPM | [13 empty] | 1.6 | 1.6
0197 | Turner Hall | 1102 S Goodwin Ave | Owned | Yes | On | No | 03 | W0306 | 92.39 | 100 | NA | NA | XXX03 | Men's Public Restroom | No | PP |  | Y | N | Y | [24 empty] | 2.2 GPM | 0.5 | [12 empty] | 1.6
0197 | Turner Hall | 1102 S Goodwin Ave | Owned | Yes | On | No | 04 | N0408 | 72.67 | 100 | NA | NA | XXX04 | Women's Public Restroom | No | PP |  | Y | N | Y | [24 empty] | 2.2 GPM | [13 empty] | 1.28
0197 | Turner Hall | 1102 S Goodwin Ave | Owned | Yes | On | No | 04 | S0428 | 143.58 | 100 | NA | NA | XXX03 | Men's Public Restroom | No | PP |  | Y | N | Y | [24 empty] | 2.2 GPM | 0.5 | [12 empty] | 1.6 | 1.6
0197 | Turner Hall | 1102 S Goodwin Ave | Owned | Yes | On | No | 04 | W0406 | 93.41 | 100 | NA | NA | XXX03 | Men's Public Restroom | No | PP |  | Y | N | Y | [24 empty] | 2.2 GPM | 1 | [12 empty] | 1.6
0197 | Turner Hall | 1102 S Goodwin Ave | Owned | Yes | On | No | 05 | N0508 | 72.67 | 100 | NA | NA | XXX04 | Women's Public Restroom | No | PP
0197 | Turner Hall | 1102 S Goodwin Ave | Owned | Yes | On | No | 05 | S0528 | 110.64 | 100 | NA | NA | XXX04 | Women's Public Restroom | No | PP |  | Y | N | Y | [24 empty] | 2.2 GPM | [13 empty] | 1.6
0197 | Turner Hall | 1102 S Goodwin Ave | Owned | Yes | On | No | 05 | W0504 | 106.74 | 100 | NA | NA | XXX03 | Men's Public Restroom | No | PP
0198 | Physical Plant Service Building | 1501 S Oak St | Owned | Yes | On | No | 00 | 0061 | 38.93 | 100 | NA | NA | XXX03 | Men's Public Restroom | No | PP |  | Y | Y | N | [24 empty] | .5 GPM | [13 empty] | 1.28
0198 | Physical Plant Service Building | 1501 S Oak St | Owned | Yes | On | No | 00 | 0062 | 38.93 | 100 | NA | NA | XXX04 | Women's Public Restroom | No | PP
0198 | Physical Plant Service Building | 1501 S Oak St | Owned | Yes | On | No | 01 | 0104 | 157.81 | 100 | NA | NA | XXX04 | Women's Public Restroom | No | PP |  | Y | Y | N | Y | Y | N | Y | Y | N | [18 empty] | 2.2 GPM aerator | 0.125 | 0.125 | [11 empty] | 1.6 | 1.6 | 1.6
0198 | Physical Plant Service Building | 1501 S Oak St | Owned | Yes | On | No | 01 | 0144 | 281.05 | 100 | NA | NA | XXX04 | Women's Public Restroom | No | PP |  | Y | Y | N | Y | Y | N | Y | Y | N | [18 empty] | 2.2 GPM aerator | [13 empty] | 1.6 | 1.6 | 1.6 | 1.28 | 1.6 | 1.6
0198 | Physical Plant Service Building | 1501 S Oak St | Owned | Yes | On | No | 01 | 0152 | 222.73 | 100 | NA | NA | XXX03 | Men's Public Restroom | No | PP |  | N | N | Y | Y | Y | N | Y | Y | N | Y | Y | N | N | Y | N | [12 empty] | Mix of 2.2 GPM-.5 on aerators | 0.125 | 0.125 | 0.125 | 0.125 | [9 empty] | 1.28 | 1.28 | 1.28 | 1.28 | 1.28
0198 | Physical Plant Service Building | 1501 S Oak St | Owned | Yes | On | No | 01 | 0104A | 119.2 | 100 | NA | NA | XXX03 | Men's Public Restroom | No | PP |  | Y | Y | N | [24 empty] | 2.2 GPM aerator | [13 empty] | 3.5
0198 | Physical Plant Service Building | 1501 S Oak St | Owned | Yes | On | No | 01 | 0144A | 195.76 | 100 | NA | NA | XXX03 | Men's Public Restroom | No | PP
0198 | Physical Plant Service Building | 1501 S Oak St | Owned | Yes | On | No | 01 | 1840A | 50.31 | 100 | NA | NA | XXX03 | Men's Public Restroom | No | PP |  | Y | Y | N | [39 empty] | 1.28
0198 | Physical Plant Service Building | 1501 S Oak St | Owned | Yes | On | No | 01 | 1840B | 50.29 | 100 | NA | NA | XXX04 | Women's Public Restroom | No | PP |  | Y | Y | N | [24 empty] | .5 GPM | [13 empty] | 1.28
0199 | 1001 W Nevada St | 1001 W Nevada St | Owned | Yes | On | No | 01 | 0107 | 25.43 | 100 | NA | NA | XXX05 | All-Gender Public Restroom | No | PP |  | N | N | Y | [24 empty] | No aerator | [13 empty] | 4.5
0199 | 1001 W Nevada St | 1001 W Nevada St | Owned | Yes | On | No | 02 | 0209 | 43.13 | 100 | NA | NA | XXX05 | All-Gender Public Restroom | No | PP |  | N | N | Y | [24 empty] | No aerator | [13 empty] | 3.5
0201 | Garage and Car Pool | 1701 S Oak St | Owned | Yes | On | No | 01 | B0001 | 311.85 | 100 | NA | NA | XXX03 | Men's Public Restroom | No | PP |  | N | N | Y | N | N | Y | [21 empty] | 2.2 GPM | 1.6 | [12 empty] | 3.5
0201 | Garage and Car Pool | 1701 S Oak St | Owned | Yes | On | No | 01 | B0002 | 202.17 | 100 | NA | NA | XXX04 | Women's Public Restroom | No | PP |  | N | N | Y | N | N | Y | N | N | Y | [18 empty] | 2.2 GPM | [13 empty] | 3.5 | 3.5 | 3.5
0204 | Hydrogen Liquefier Building | 1301 S Oak St | Owned | Yes | On | No | 01 | 0131 | 31.17 | 100 | NA | NA | XXX05 | All-Gender Public Restroom | No | PP |  | N | Y | N | [24 empty] | 2.0 GPM | [13 empty] | 3.5
0206 | Illinois Sustainable Technology Center | 1 Hazelwood Dr | Owned | Yes | On | No | 01 | 0111 | 35.7 | 100 | NA | NA | XXX04 | Women's Public Restroom | No | PP
0206 | Illinois Sustainable Technology Center | 1 Hazelwood Dr | Owned | Yes | On | No | 01 | 0112 | 37.2 | 100 | NA | NA | XXX03 | Men's Public Restroom | No | PP |  | Y | N | Y | [24 empty] | 2.2 | [13 empty] | 1.6
0206 | Illinois Sustainable Technology Center | 1 Hazelwood Dr | Owned | Yes | On | No | 01 | 0135 | 30.25 | 100 | NA | NA | XXX04 | Women's Public Restroom | No | PP |  | Y | N | Y | [24 empty] | 0.5 | [13 empty] | 1.6
0206 | Illinois Sustainable Technology Center | 1 Hazelwood Dr | Owned | Yes | On | No | 01 | 0137 | 30.25 | 100 | NA | NA | XXX03 | Men's Public Restroom | No | PP |  | Y | N | Y | [24 empty] | 0.5 | [13 empty] | 1.6
0206 | Illinois Sustainable Technology Center | 1 Hazelwood Dr | Owned | Yes | On | No | 01 | 0169 | 24.27 | 100 | NA | NA | XXX03 | Men's Public Restroom | No | PP |  | Y | N | Y | [24 empty] | 0.5 | [13 empty] | 1.6
0206 | Illinois Sustainable Technology Center | 1 Hazelwood Dr | Owned | Yes | On | No | 01 | 0174 | 24.27 | 100 | NA | NA | XXX04 | Women's Public Restroom | No | PP |  | Y | N | Y | [24 empty] | 0.5 | [13 empty] | 1.6
0206 | Illinois Sustainable Technology Center | 1 Hazelwood Dr | Owned | Yes | On | No | 02 | 0211 | 37.25 | 100 | NA | NA | XXX04 | Women's Public Restroom | No | PP |  | Y | N | Y | [24 empty] | 1 | [13 empty] | 1.6
0206 | Illinois Sustainable Technology Center | 1 Hazelwood Dr | Owned | Yes | On | No | 02 | 0212 | 35.09 | 100 | NA | NA | XXX04 | Women's Public Restroom | No | PP
0208 | Atmospheric Sciences Building | 103 S Gregory St | Owned | Yes | On | No | 01 | 0117 | 153.25 | 100 | NA | NA | XXX03 | Men's Public Restroom | No | PP |  | Y | Y | N | Y | Y | N | [21 empty] | ? | [13 empty] | 1.28 | 1.28 | 1.28 | [10 empty] | WC3 ADA, All stools, tank models
0208 | Atmospheric Sciences Building | 103 S Gregory St | Owned | Yes | On | No | 01 | 0118 | 124.25 | 100 | NA | NA | XXX04 | Women's Public Restroom | No | PP |  | Y | Y | N | Y | Y | N | [21 empty] | ? | 0.13 | 0.13 | [10 empty] | UR1ADA | 1.28 | 1.28 | [11 empty] | WC1 ADA, BOTH stools, tank models
0209 | Speech and Hearing Science | 901 S Sixth St | Owned | Yes | On | No | 00 | 0030 | 112.41 | 100 | NA | NA | XXX04 | Women's Public Restroom | No | PP |  | Y | N | N | [24 empty] | .5 GPM 1 Hole | [13 empty] | 1.6 | 1.6
0209 | Speech and Hearing Science | 901 S Sixth St | Owned | Yes | On | No | 00 | 0037 | 107.72 | 100 | NA | NA | XXX03 | Men's Public Restroom | No | PP |  | Y | N | N | [24 empty] | .5 GPM 1 Hole | 0.125 | [12 empty] | 1.6
0210 | Digital Computer Laboratory | 1304 Springfield Ave | Owned | Yes | On | No | 00 | L0222 | 212.71 | 100 | NA | NA | XXX04 | Women's Public Restroom | No | PP |  | Y | N | Y | Y | N | Y | Y | N | Y | [18 empty] | .5 GPM | [13 empty] | 1.6 | 1.6 | 1.6 | 1.6 | 1.6
0210 | Digital Computer Laboratory | 1304 Springfield Ave | Owned | Yes | On | No | 00 | L0224 | 212.71 | 100 | NA | NA | XXX03 | Men's Public Restroom | No | PP |  | N | N | Y | N | N | Y | N | N | Y | [18 empty] | 2.2 GPM | 1 | 1 | 1 | 1 | [9 empty] | 1.6 | 1.6
0210 | Digital Computer Laboratory | 1304 Springfield Ave | Owned | Yes | On | No | 01 | 1402 | 222.52 | 100 | NA | NA | XXX04 | Women's Public Restroom | No | PP |  | Y | N | Y | Y | N | Y | Y | N | Y | Y | N | Y | [15 empty] | .5 GPM | [13 empty] | 1.6 | 1.6 | 1.6 | 1.6
0210 | Digital Computer Laboratory | 1304 Springfield Ave | Owned | Yes | On | No | 01 | 1404 | 213.44 | 100 | NA | NA | XXX03 | Men's Public Restroom | No | PP |  | N | N | Y | N | N | Y | N | N | Y | N | N | Y | [15 empty] | 2.2 GPM | 1 | 1 | 1 | 1 | 1 | 1 | [7 empty] | 1.6 | 1.6 | 1.6 | 1.6
0210 | Digital Computer Laboratory | 1304 Springfield Ave | Owned | Yes | On | No | 01 | 1414 | 92.25 | 100 | NA | NA | XXX04 | Women's Public Restroom | No | PP |  | N | Y | N | N | Y | N | [21 empty] | 2.2 GPM | [13 empty] | 1.6 | 1.6
0210 | Digital Computer Laboratory | 1304 Springfield Ave | Owned | Yes | On | No | 01 | 1421 | 136.73 | 100 | NA | NA | XXX03 | Men's Public Restroom | No | PP |  | Y | N | Y | Y | N | Y | [21 empty] | 1.0 GPM | 1.6 | 1.6 | [11 empty] | 1.6 | 1.6
0210 | Digital Computer Laboratory | 1304 Springfield Ave | Owned | Yes | On | No | 01 | 1520 | 121.06 | 100 | NA | NA | XXX03 | Men's Public Restroom | No | PP |  | Y | N | Y | Y | N | Y | [21 empty] | 1.0 GPM | 1.6 | 1.6 | 1.6 | [10 empty] | 3.5
0210 | Digital Computer Laboratory | 1304 Springfield Ave | Owned | Yes | On | No | 01 | 1522 | 112.12 | 100 | NA | NA | XXX04 | Women's Public Restroom | No | PP |  | N | N | Y | N | N | Y | [21 empty] | No aerators full flow | [13 empty] | 3.5 | 3.5
0210 | Digital Computer Laboratory | 1304 Springfield Ave | Owned | Yes | On | No | 01 | 1524 | 113.64 | 100 | NA | NA | XXX03 | Men's Public Restroom | No | PP |  | N | N | Y | N | N | Y | [21 empty] | No aerators full flow | 1.6 | 1.6 | [11 empty] | 3.5 | 3.5
0210 | Digital Computer Laboratory | 1304 Springfield Ave | Owned | Yes | On | No | 02 | 2104 | 189.85 | 100 | NA | NA | XXX04 | Women's Public Restroom | No | PP |  | N | N | Y | N | N | Y | N | N | Y | N | N | Y | [15 empty] | 2.2 GPM | [13 empty] | 1.6 | 1.6 | 1.6 | 1.6 | 1.6
0210 | Digital Computer Laboratory | 1304 Springfield Ave | Owned | Yes | On | No | 02 | 2301 | 178.25 | 100 | NA | NA | XXX03 | Men's Public Restroom | No | PP |  | Y | N | Y | Y | N | Y | [21 empty] | 1.0 GPM | 1 | 1 | 1 | 1 | [9 empty] | 1.6 | 1.6 | 1.6
0210 | Digital Computer Laboratory | 1304 Springfield Ave | Owned | Yes | On | No | 02 | 2520 | 156.2 | 100 | NA | NA | XXX03 | Men's Public Restroom | No | PP |  | Y | N | Y | Y | N | Y | N | N | Y | [18 empty] | LAV 1&2 1.0, LAV3 2.2 | 1.6 | 1.6 | 1.6 | [10 empty] | 3.5 | 3.5
0210 | Digital Computer Laboratory | 1304 Springfield Ave | Owned | Yes | On | No | 02 | 2418A | 84.5 | 100 | NA | NA | XXX04 | Women's Public Restroom | No | PP |  | N | N | Y | N | N | Y | N | N | Y | [18 empty] | No aerators full flow | [13 empty] | 1.28 | 1.6
0210 | Digital Computer Laboratory | 1304 Springfield Ave | Owned | Yes | On | No | 03 | 3104 | 208.2 | 100 | NA | NA | XXX03 | Men's Public Restroom | No | PP |  | N | N | Y | N | N | Y | N | N | Y | [18 empty] | 2.2 GPM | 1 | 1 | 1 | 1 | [9 empty] | 1.6 | 1.6 | 1.6
0210 | Digital Computer Laboratory | 1304 Springfield Ave | Owned | Yes | On | No | 03 | 3301 | 151.73 | 100 | NA | NA | XXX04 | Women's Public Restroom | No | PP | Not Room # 3345 | Y | N | Y | Y | N | Y | Y | N | Y | [18 empty] | 1.0 GPM | [13 empty] | 1.6 | 1.6 | 1.6
0213 | Environ Health & Safety Building | 101 S Gregory St | Owned | Yes | On | No | 01 | 0113 | 95.28 | 100 | NA | NA | XXX04 | Women's Public Restroom | No | PP |  | Y | Y | N | Y | Y | N | [21 empty] | Both Single handle | [13 empty] | 3.5 | 3.5 | [11 empty] | WC2 ADA
0213 | Environ Health & Safety Building | 101 S Gregory St | Owned | Yes | On | No | 01 | 0116 | 97.22 | 100 | NA | NA | XXX03 | Men's Public Restroom | No | PP |  | Y | Y | N | Y | Y | N | [21 empty] | Both Single handle | 1.6 | 1.6 | [10 empty] | UR2 ADA | 3.5 | [12 empty] | ADA
0217 | Housing Food Stores | 1321 S Oak St | Owned | No | On | Yes | 01 | 0040 | 40.31 | 100 | NA | NA | XXX03 | Men's Public Restroom | No | DEPT
0217 | Housing Food Stores | 1321 S Oak St | Owned | No | On | Yes | 01 | 0009C | 111.32 | 100 | NA | NA | XXX04 | Women's Public Restroom | No | DEPT |  | N | N | Y | [24 empty] | No aerators | [13 empty] | 3.5 | 3.5
0217 | Housing Food Stores | 1321 S Oak St | Owned | No | On | Yes | 01 | 0040C | 131.74 | 100 | NA | NA | XXX03 | Men's Public Restroom | No | DEPT |  | N | N | Y | [24 empty] | No aerators | 4.5 | [12 empty] | 3.5 | 3.5
0218 | School of Labor and Employment Relations | 504 E Armory Ave | Owned | Yes | On | No | 00 | 0008 | 85.03 | 100 | NA | NA | XXX03 | Men's Public Restroom | No | PP |  | Y | N | N | [24 empty] | .5 GPM no aerators | [13 empty] | 3.5
0218 | School of Labor and Employment Relations | 504 E Armory Ave | Owned | Yes | On | No | 00 | 0012 | 112.72 | 100 | NA | NA | XXX04 | Women's Public Restroom | No | PP |  | N | N | N | [24 empty] | 1.0 GPM 1 hole | [13 empty] | 1.28 | 1.28 | 1.28
0218 | School of Labor and Employment Relations | 504 E Armory Ave | Owned | Yes | On | No | 00 | 0029 | 88.26 | 100 | NA | NA | XXX04 | Women's Public Restroom | No | PP |  | Y | N | N | [24 empty] | .5 GPM 1 hole | [13 empty] | 3.5
0218 | School of Labor and Employment Relations | 504 E Armory Ave | Owned | Yes | On | No | 00 | 0030 | 50.59 | 100 | NA | NA | XXX05 | All-Gender Public Restroom | No | PP |  | N | N | N | [24 empty] | 1.0 GPM 1 hole | [13 empty] | 1.28
0218 | School of Labor and Employment Relations | 504 E Armory Ave | Owned | Yes | On | No | 01 | 0112 | 68.9 | 100 | NA | NA | XXX05 | All-Gender Public Restroom | No | PP |  | Y | Y | N | [24 empty] | 1.0 GPM | [13 empty] | 3.5
0218 | School of Labor and Employment Relations | 504 E Armory Ave | Owned | Yes | On | No | 01 | 0114 | 52.35 | 100 | NA | NA | XXX05 | All-Gender Public Restroom | No | PP |  | Y | Y | N | [24 empty] | 1.0 GPM | [13 empty] | 3.5
0218 | School of Labor and Employment Relations | 504 E Armory Ave | Owned | Yes | On | No | 02 | 0212 | 98.06 | 100 | NA | NA | XXX05 | All-Gender Public Restroom | No | PP |  | Y | N | N | Y | Y | N | [21 empty] | 1.0 GPM 1 hole | 0.125 | 0.125 | [11 empty] | 1.28 | 1.28
0218 | School of Labor and Employment Relations | 504 E Armory Ave | Owned | Yes | On | No | 02 | 0230 | 114.91 | 100 | NA | NA | XXX04 | Women's Public Restroom | No | PP
0218 | School of Labor and Employment Relations | 504 E Armory Ave | Owned | Yes | On | No | 02 | 0230A | 52.23 | 100 | NA | NA | XXX05 | All-Gender Public Restroom | No | PP |  | Y | N | N | [24 empty] | 1.0 GPM 1 Hole | [13 empty] | 1.28 | 1.28
0219 | Art and Design Building | 408 Peabody Dr | Owned | Yes | On | No | 00 | 0003A | 29.58 | 100 | NA | NA | XXX03 | Men's Public Restroom | No | PP
0219 | Art and Design Building | 408 Peabody Dr | Owned | Yes | On | No | 00 | 0003B | 90.47 | 100 | NA | NA | XXX03 | Men's Public Restroom | No | PP | Restroom under repair
0219 | Art and Design Building | 408 Peabody Dr | Owned | Yes | On | No | 01 | 0103 | 287.03 | 100 | NA | NA | XXX04 | Women's Public Restroom | No | PP |  | Y | Y | N | Y | Y | N | Y | Y | N | Y | Y | N | [15 empty] | 0.5 | [13 empty] | 1.28 | 1.28 | 1.28 | 1.28 | 1.28 | 1.28
0219 | Art and Design Building | 408 Peabody Dr | Owned | Yes | On | No | 01 | 0105 | 141.19 | 100 | NA | NA | XXX03 | Men's Public Restroom | No | PP |  | Y | Y | N | Y | Y | N | [21 empty] | 0.5 | 0.125 | 0.125 | [11 empty] | 1.28
0219 | Art and Design Building | 408 Peabody Dr | Owned | Yes | On | No | 02 | 0203 | 354.64 | 100 | NA | NA | XXX03 | Men's Public Restroom | No | PP |  | Y | Y | N | Y | Y | N | Y | Y | N | Y | Y | N | [15 empty] | 0.5 | [13 empty] | 1.28 | 1.28 | 1.28 | 1.28 | 1.28 | 1.28 | 1.28 | 1.28
0219 | Art and Design Building | 408 Peabody Dr | Owned | Yes | On | No | 03 | 0303 | 354.64 | 100 | NA | NA | XXX04 | Women's Public Restroom | No | PP |  | Y | Y | N | Y | Y | N | Y | Y | N | Y | Y | N | [15 empty] | 0.5 | 0.125 | 0.125 | 0.125 | 0.125 | [9 empty] | 1.28 | 1.28 | 1.28
0220 | Krannert Art Museum | 500 Peabody Dr | Owned | Yes | On | No | 00 | 0055 | 148.19 | 100 | NA | NA | XXX03 | Men's Public Restroom | No | PP |  | Y | Y | N | Y | N | Y | Y | N | Y | [18 empty] | 0.5 | 0.125 | 0.125 | 0.125 | [10 empty] | 1.6
0220 | Krannert Art Museum | 500 Peabody Dr | Owned | Yes | On | No | 00 | 0056 | 157.83 | 100 | NA | NA | XXX04 | Women's Public Restroom | No | PP |  | Y | Y | N | Y | Y | N | Y | Y | N | [18 empty] | 0.5 | [13 empty] | 1.28 | 1.28 | 1.28 | 1.28
0220 | Krannert Art Museum | 500 Peabody Dr | Owned | Yes | On | No | 00 | 0072B | 12.25 | 100 | Krannert Art Museum | KRKR0607 | 91900 | Toilet or Bath | No | PP |  | Y | Y | N | [24 empty] | 1 | [13 empty] | 1.6
0220 | Krannert Art Museum | 500 Peabody Dr | Owned | Yes | On | No | 01 | 0104 | 29.31 | 100 | NA | NA | XXX03 | Men's Public Restroom | No | PP
0220 | Krannert Art Museum | 500 Peabody Dr | Owned | Yes | On | No | 01 | 0110 | 48.24 | 100 | NA | NA | XXX04 | Women's Public Restroom | No | PP
0220 | Krannert Art Museum | 500 Peabody Dr | Owned | Yes | On | No | 01 | 0104A | 23.59 | 100 | NA | NA | XXX03 | Men's Public Restroom | No | PP
0220 | Krannert Art Museum | 500 Peabody Dr | Owned | Yes | On | No | 01 | 0110A | 45.1 | 100 | NA | NA | XXX03 | Men's Public Restroom | No | PP
0220 | Krannert Art Museum | 500 Peabody Dr | Owned | Yes | On | No | 01 | 0175A | 32.38 | 100 | NA | NA | XXX05 | All-Gender Public Restroom | No | PP
0220 | Krannert Art Museum | 500 Peabody Dr | Owned | Yes | On | No | 02 | 0211 | 42.74 | 100 | NA | NA | XXX05 | All-Gender Public Restroom | No | PP |  | N | Y | N | [24 empty] | 2.2 | [13 empty] | 1.6
0221 | 805 W Pennsylvania Ave | 805 W Pennsylvania Ave | Owned | Yes | Off | No | 00 | 0019 | 67.41 | 100 | NA | NA | XXX05 | All-Gender Public Restroom | No | PP
0221 | 805 W Pennsylvania Ave | 805 W Pennsylvania Ave | Owned | Yes | Off | No | 01 | 0106 | 37.08 | 100 | NA | NA | XXX05 | All-Gender Public Restroom | No | PP
0221 | 805 W Pennsylvania Ave | 805 W Pennsylvania Ave | Owned | Yes | Off | No | 01 | 0107 | 21.83 | 100 | NA | NA | XXX05 | All-Gender Public Restroom | No | PP
0221 | 805 W Pennsylvania Ave | 805 W Pennsylvania Ave | Owned | Yes | Off | No | 01 | 0109 | 114.76 | 100 | NA | NA | XXX03 | Men's Public Restroom | No | PP |  | Y | Y | N | [24 empty] | .5 GPM | 1 | [12 empty] | 1.6 | [12 empty] | Tank type
0221 | 805 W Pennsylvania Ave | 805 W Pennsylvania Ave | Owned | Yes | Off | No | 01 | 0115 | 114.76 | 100 | NA | NA | XXX04 | Women's Public Restroom | No | PP |  | Y | Y | N | [24 empty] | .5 GPM | [13 empty] | 1.6 | 1.6 | [11 empty] | Tank type
0221 | 805 W Pennsylvania Ave | 805 W Pennsylvania Ave | Owned | Yes | Off | No | 02 | 0209 | 85.33 | 100 | NA | NA | XXX04 | Women's Public Restroom | No | PP |  | Y | Y | N | Y | Y | N | [21 empty] | .5 GPM | 1 | [11 empty] | Urinal in womens restroom?
0221 | 805 W Pennsylvania Ave | 805 W Pennsylvania Ave | Owned | Yes | Off | No | 02 | 0209A | 81.78 | 100 | NA | NA | XXX04 | Women's Public Restroom | No | PP |  | Y | Y | N | Y | Y | N | [35 empty] | 1.6 | 1.6 | [11 empty] | Tank type
0221 | 805 W Pennsylvania Ave | 805 W Pennsylvania Ave | Owned | Yes | Off | No | 03 | 0311 | 61.74 | 100 | NA | NA | XXX05 | All-Gender Public Restroom | No | PP
0222 | Printing and Photographic Services Building | 55 E Armory Ave, 54 Gregory Dr | Owned | Yes | On | No | 01 | 0114 | 58.54 | 100 | NA | NA | XXX05 | All-Gender Public Restroom | No | PP |  | N | Y | N | [24 empty] | 2.2 GPM | [13 empty] | 3.5
0222 | Printing and Photographic Services Building | 55 E Armory Ave, 54 Gregory Dr | Owned | Yes | On | No | 01 | 0136 | 80.87 | 100 | NA | NA | XXX04 | Women's Public Restroom | No | PP
0222 | Printing and Photographic Services Building | 55 E Armory Ave, 54 Gregory Dr | Owned | Yes | On | No | 01 | 0136A | 104.73 | 100 | NA | NA | XXX04 | Women's Public Restroom | No | PP |  | Y | N | Y | Y | N | Y | [21 empty] | 1.0 GPM | [13 empty] | 1.6 | 1.6
0222 | Printing and Photographic Services Building | 55 E Armory Ave, 54 Gregory Dr | Owned | Yes | On | No | 01 | 0138M | 105.41 | 100 | NA | NA | XXX03 | Men's Public Restroom | No | PP |  | Y | N | Y | Y | N | Y | [21 empty] | 1.0 GPM | 1.6 | 1.6 | [11 empty] | 1.6 | 1.6
0224 | 1205 W Oregon St | 1205 W Oregon St | Owned | Yes | On | No | 00 | 0001 | 24.53 | 100 | NA | NA | XXX05 | All-Gender Public Restroom | No | PP |  | Y | N | Y | [24 empty] | ? | [13 empty] | 3.5 | [12 empty] | Tank type
0224 | 1205 W Oregon St | 1205 W Oregon St | Owned | Yes | On | No | 02 | 0205 | 40 | 100 | NA | NA | XXX05 | All-Gender Public Restroom | No | PP |  | Y | Y | N | [24 empty] | ? | [13 empty] | 1.6 | [12 empty] | Tank type
0224 | 1205 W Oregon St | 1205 W Oregon St | Owned | Yes | On | No | 02 | 0207 | 32 | 100 | NA | NA | XXX05 | All-Gender Public Restroom | No | PP |  | Y | Y | N | [24 empty] | ? | [13 empty] | 3.5 | [12 empty] | Tank type
0224 | 1205 W Oregon St | 1205 W Oregon St | Owned | Yes | On | No | 03 | 0305 | 54.72 | 100 | NA | NA | XXX05 | All-Gender Public Restroom | No | PP |  | Y | Y | N | [24 empty] | ? | [13 empty] | 1.6 | [12 empty] | Tank type
0228 | Beckman Institute | 405 N Mathews Ave | Owned | Yes | On | No | 00 | B0520 | 189.83 | 100 | NA | NA | XXX04 | Women's Public Restroom | No | PP |  | Y | Y | N | Y | Y | N | [21 empty] | .5 GPM | [13 empty] | 1.6 | 1.6
0228 | Beckman Institute | 405 N Mathews Ave | Owned | Yes | On | No | 00 | B0524 | 189.83 | 100 | NA | NA | XXX03 | Men's Public Restroom | No | PP |  | Y | Y | N | Y | Y | N | [21 empty] | .5 GPM | 1 | 1 | [11 empty] | 1.6 | 1.6
0228 | Beckman Institute | [6 empty] | B0614B | [5 empty] | Women's Public Restroom | ? | ? | Not on list | Y | Y | N | [24 empty] | .5 GPM | [13 empty] | 1.6 | 1.6
0228 | Beckman Institute | [6 empty] | B0614C | [5 empty] | Men's Public Restroom | ? | ? | Not on list | Y | Y | N | [24 empty] | .5 GPM | 1 | [12 empty] | 1.6
0228 | Beckman Institute | 405 N Mathews Ave | Owned | Yes | On | No | 00 | B0657 | 92 | 100 | Division of Animal Resources | NENE0298 | 57570 | Animal Quarters Service - Restroom | No | PP | Supply room
0228 | Beckman Institute | 405 N Mathews Ave | Owned | Yes | On | No | 00 | B0673 | 139.23 | 100 | Division of Animal Resources | NENE0298 | 57570 | Animal Quarters Service - Restroom | No | PP | Storage room
0228 | Beckman Institute | 405 N Mathews Ave | Owned | Yes | On | No | 00 | B0679 | 129.83 | 100 | Division of Animal Resources | NENE0298 | 57570 | Animal Quarters Service - Restroom | No | PP | Instrumentation Observation Room
0228 | Beckman Institute | 405 N Mathews Ave | Owned | Yes | On | No | 01 | 1011 | 152.3 | 100 | NA | NA | XXX04 | Women's Public Restroom | No | PP |  | Y | Y | N | Y | Y | N | Y | Y | N | [18 empty] | .5 GPM | [13 empty] | 1.6 | 1.6
0228 | Beckman Institute | 405 N Mathews Ave | Owned | Yes | On | No | 01 | 1019 | 179.43 | 100 | NA | NA | XXX03 | Men's Public Restroom | No | PP |  | Y | Y | N | Y | Y | N | [21 empty] | .5 GPM | 1 | 1 | [11 empty] | 1.6 | 1.6
0228 | Beckman Institute | 405 N Mathews Ave | Owned | Yes | On | No | 01 | 1402 | 193.65 | 100 | NA | NA | XXX03 | Men's Public Restroom | No | PP |  | Y | Y | N | Y | Y | N | [21 empty] | .5 GPM | 1 | 1 | [11 empty] | 1.6 | 1.6
0228 | Beckman Institute | 405 N Mathews Ave | Owned | Yes | On | No | 01 | 1404 | 147 | 100 | NA | NA | XXX04 | Women's Public Restroom | No | PP |  | Y | Y | N | Y | Y | N | [21 empty] | .5 GPM | [13 empty] | 1.6 | 1.6
0228 | Beckman Institute | 405 N Mathews Ave | Owned | Yes | On | No | 01 | 1702 | 141.75 | 100 | NA | NA | XXX04 | Women's Public Restroom | No | PP |  | Y | Y | N | Y | Y | N | [21 empty] | .5 GPM | [13 empty] | 1.6 | 1.6
0228 | Beckman Institute | 405 N Mathews Ave | Owned | Yes | On | No | 01 | 1704 | 191.19 | 100 | NA | NA | XXX03 | Men's Public Restroom | No | PP |  | Y | Y | N | Y | Y | N | [21 empty] | .5 GPM | 1 | 1 | [11 empty] | 1.6 | 1.6
0228 | Beckman Institute | 405 N Mathews Ave | Owned | Yes | On | No | 01 | 1724 | 173.98 | 100 | NA | NA | XXX03 | Men's Public Restroom | No | PP |  | Y | Y | N | [24 empty] | .5 GPM | [13 empty] | 1.6
0228 | Beckman Institute | 405 N Mathews Ave | Owned | Yes | On | No | 01 | 1728 | 177.05 | 100 | NA | NA | XXX04 | Women's Public Restroom | No | PP |  | Y | Y | N | [24 empty] | .5 GPM | [13 empty] | 1.6
0228 | Beckman Institute | 405 N Mathews Ave | Owned | Yes | On | No | 02 | 2402 | 193.65 | 100 | NA | NA | XXX03 | Men's Public Restroom | No | PP |  | Y | Y | N | Y | Y | N | [21 empty] | .5 GPM | 1 | 1 | [11 empty] | 1.6 | 1.6
0228 | Beckman Institute | 405 N Mathews Ave | Owned | Yes | On | No | 02 | 2404 | 147 | 100 | NA | NA | XXX04 | Women's Public Restroom | No | PP |  | Y | Y | N | Y | Y | N | [21 empty] | .5 GPM | [13 empty] | 1.6 | 1.6
0228 | Beckman Institute | 405 N Mathews Ave | Owned | Yes | On | No | 02 | 2702 | 141.75 | 100 | NA | NA | XXX04 | Women's Public Restroom | No | PP |  | Y | Y | N | Y | Y | N | [21 empty] | .5 GPM | [13 empty] | 1.6 | 1.6
0228 | Beckman Institute | 405 N Mathews Ave | Owned | Yes | On | No | 02 | 2704 | 191.19 | 100 | NA | NA | XXX03 | Men's Public Restroom | No | PP |  | Y | Y | N | Y | Y | N | [21 empty] | .5 GPM | 1 | 1 | [11 empty] | 1.6 | 1.6
0228 | Beckman Institute | 405 N Mathews Ave | Owned | Yes | On | No | 03 | 3402 | 193.65 | 100 | NA | NA | XXX03 | Men's Public Restroom | No | PP |  | Y | Y | N | Y | Y | N | [21 empty] | .5 GPM | 1 | 1 | [11 empty] | 1.6 | 1.6
0228 | Beckman Institute | 405 N Mathews Ave | Owned | Yes | On | No | 03 | 3404 | 147 | 100 | NA | NA | XXX04 | Women's Public Restroom | No | PP |  | Y | Y | N | Y | Y | N | [21 empty] | .5 GPM | [13 empty] | 1.6 | 1.6
0228 | Beckman Institute | 405 N Mathews Ave | Owned | Yes | On | No | 03 | 3702 | 141.75 | 100 | NA | NA | XXX04 | Women's Public Restroom | No | PP |  | Y | Y | N | Y | Y | N | [21 empty] | .5 GPM | [13 empty] | 1.6 | 1.6
0228 | Beckman Institute | 405 N Mathews Ave | Owned | Yes | On | No | 03 | 3704 | 191.19 | 100 | NA | NA | XXX03 | Men's Public Restroom | No | PP |  | Y | Y | N | Y | Y | N | [21 empty] | .5 GPM | 1 | 1 | [11 empty] | 1.6 | 1.6
0228 | Beckman Institute | 405 N Mathews Ave | Owned | Yes | On | No | 04 | 4135 | 120.36 | 100 | NA | NA | XXX04 | Women's Public Restroom | No | PP |  | Y | Y | N | Y | Y | N | [21 empty] | .5 GPM | [13 empty] | 1.6 | 1.6
0228 | Beckman Institute | 405 N Mathews Ave | Owned | Yes | On | No | 04 | 4137 | 120.36 | 100 | NA | NA | XXX03 | Men's Public Restroom | No | PP |  | Y | Y | N | Y | Y | N | [21 empty] | .5 GPM | 1 | [12 empty] | 1.6
0228 | Beckman Institute | 405 N Mathews Ave | Owned | Yes | On | No | 04 | 4203 | 143.9 | 100 | NA | NA | XXX04 | Women's Public Restroom | No | PP |  | Y | Y | N | Y | Y | N | [21 empty] | .5 GPM | [13 empty] | 1.6 | 1.6
0228 | Beckman Institute | 405 N Mathews Ave | Owned | Yes | On | No | 04 | 4327 | 144.27 | 100 | NA | NA | XXX03 | Men's Public Restroom | No | PP |  | Y | Y | N | Y | Y | N | [21 empty] | .5 GPM | 1 | [12 empty] | 1.6
0228 | Beckman Institute | 405 N Mathews Ave | Owned | Yes | On | No | 05 | 5203 | 143.9 | 100 | NA | NA | XXX04 | Women's Public Restroom | No | PP |  | Y | Y | N | Y | Y | N | [21 empty] | .5 GPM | [13 empty] | 1.6 | 1.6
0228 | Beckman Institute | 405 N Mathews Ave | Owned | Yes | On | No | 05 | 5327 | 144.27 | 100 | NA | NA | XXX03 | Men's Public Restroom | No | PP |  | Y | Y | N | Y | Y | N | [21 empty] | .5 GPM | 1 | [12 empty] | 1.6
0230 | Orchard Downs Laundry - North | 1900 S Orchard St | Owned | No | On | Yes | 01 | 0102 | 25 | 100 | NA | NA | XXX04 | Women's Public Restroom | No | DEPT
0230 | Orchard Downs Laundry - North | 1900 S Orchard St | Owned | No | On | Yes | 01 | 0103 | 25 | 100 | NA | NA | XXX03 | Men's Public Restroom | No | DEPT
0232 | North Campus Chiller Plant | 305 N Mathews Ave | Owned | No | On | No | 01 | 0102 | 43.75 | 100 | Utilities - UIUC | MYMY0876 | 31533 | Office Service - Restroom | No | DEPT |  | Y | Y | N | [24 empty] | .5 GPM | [13 empty] | 1.6 | [12 empty] | Entry door locks
0233 | Housing Maintenance Shop | 511 Hazelwood Dr | Owned | No | On | Yes | 01 | 0009 | 133.63 | 100 | NA | NA | XXX05 | All-Gender Public Restroom | No | DEPT
0233 | Housing Maintenance Shop | 511 Hazelwood Dr | Owned | No | On | Yes | 01 | 0016 | 29.77 | 100 | NA | NA | XXX05 | All-Gender Public Restroom | No | DEPT
0236 | Orchard Downs Laundry - South | 2050 S Orchard St | Owned | No | On | Yes | 01 | 0102 | 25 | 100 | NA | NA | XXX04 | Women's Public Restroom | No | DEPT
0236 | Orchard Downs Laundry - South | 2050 S Orchard St | Owned | No | On | Yes | 01 | 0103 | 25 | 100 | NA | NA | XXX04 | Women's Public Restroom | No | DEPT
0237 | Micro and Nanotechnology Laboratory | 208 N Wright St | Owned | Yes | On | No | 01 | 1003 | 182.5 | 100 | NA | NA | XXX03 | Men's Public Restroom | No | PP |  | Y | Y | N | Y | Y | N | [21 empty] | Aerator 1.0 GPM | 1 | 1 | [11 empty] | 1.6
0237 | Micro and Nanotechnology Laboratory | 208 N Wright St | Owned | Yes | On | No | 01 | 1005 | 183.59 | 100 | NA | NA | XXX04 | Women's Public Restroom | No | PP |  | Y | Y | N | Y | Y | N | [21 empty] | 1.0 GPM | [13 empty] | 1.6 | 1.6 | 1.6
0237 | Micro and Nanotechnology Laboratory | 208 N Wright St | Owned | Yes | On | No | 01 | 1242 | 146.31 | 100 | NA | NA | XXX04 | Women's Public Restroom | No | PP |  | Y | Y | N | Y | Y | N | [21 empty] | 1.0 GPM | [13 empty] | 1.6 | 1.6
0237 | Micro and Nanotechnology Laboratory | 208 N Wright St | Owned | Yes | On | No | 01 | 1244 | 146.31 | 100 | NA | NA | XXX03 | Men's Public Restroom | No | PP |  | Y | Y | N | Y | Y | N | [21 empty] | 1.0 GPM | 1 | [12 empty] | 1.6
0237 | Micro and Nanotechnology Laboratory | 208 N Wright St | Owned | Yes | On | No | 02 | 0246 | 85.31 | 100 | NA | NA | XXX03 | Men's Public Restroom | No | PP |  | Y | Y | N | [24 empty] | 1.0 GPM | 1 | [12 empty] | 1.6
0237 | Micro and Nanotechnology Laboratory | 208 N Wright St | Owned | Yes | On | No | 02 | 2242 | 146.31 | 100 | NA | NA | XXX04 | Women's Public Restroom | No | PP |  | Y | Y | N | Y | Y | N | [21 empty] | 1.0 GPM | [13 empty] | 1.6 | 1.6
0237 | Micro and Nanotechnology Laboratory | 208 N Wright St | Owned | Yes | On | No | 02 | 2244 | 146.31 | 100 | NA | NA | XXX03 | Men's Public Restroom | No | PP |  | Y | Y | N | Y | Y | N | [21 empty] | 1.0 GPM | 1 | [12 empty] | 1.6
0237 | Micro and Nanotechnology Laboratory | 208 N Wright St | Owned | Yes | On | No | 03 | 0302 | 94.96 | 100 | NA | NA | XXX04 | Women's Public Restroom | No | PP |  | Y | Y | N | [24 empty] | 1.0 GPM | [13 empty] | 1.6
0237 | Micro and Nanotechnology Laboratory | 208 N Wright St | Owned | Yes | On | No | 03 | 3242 | 146.31 | 100 | NA | NA | XXX04 | Women's Public Restroom | No | PP |  | Y | Y | N | Y | Y | N | [21 empty] | 1.0 GPM | [13 empty] | 1.6 | 1.6
0237 | Micro and Nanotechnology Laboratory | 208 N Wright St | Owned | Yes | On | No | 03 | 3244 | 146.31 | 100 | NA | NA | XXX03 | Men's Public Restroom | No | PP |  | Y | Y | N | Y | Y | N | [21 empty] | 1.0 GPM | 1 | [12 empty] | 1.6
0238 | 1207 W Oregon St | 1207 W Oregon St | Owned | Yes | On | No | 00 | 0003 | 36.56 | 100 | NA | NA | XXX05 | All-Gender Public Restroom | No | PP |  | Y | Y | N | [24 empty] | .5 GPM | [13 empty] | 3.5 | [12 empty] | Tank type
0238 | 1207 W Oregon St | 1207 W Oregon St | Owned | Yes | On | No | 00 | 0023 | 39.47 | 100 | NA | NA | XXX05 | All-Gender Public Restroom | No | PP |  | Y | Y | N | [24 empty] | .5 GPM | [13 empty] | 3.5 | [12 empty] | Tank type
0238 | 1207 W Oregon St | 1207 W Oregon St | Owned | Yes | On | No | 01 | 0113 | 41.44 | 100 | NA | NA | XXX03 | Men's Public Restroom | No | PP |  | N | Y | N | [24 empty] | 2.0 GPM | [13 empty] | 1.6 | [12 empty] | Tank type
0238 | 1207 W Oregon St | 1207 W Oregon St | Owned | Yes | On | No | 01 | 0119 | 54.96 | 100 | NA | NA | XXX04 | Women's Public Restroom | No | PP |  | N | Y | N | [24 empty] | 2.0 GPM | [13 empty] | 1.6 | [12 empty] | Tank type
0238 | 1207 W Oregon St | 1207 W Oregon St | Owned | Yes | On | No | 01 | 0131 | 38.33 | 100 | NA | NA | XXX05 | All-Gender Public Restroom | No | PP |  | N | Y | N | [24 empty] | 2.0 GPM | [13 empty] | 3.5 | [12 empty] | Tank type
0238 | 1207 W Oregon St | 1207 W Oregon St | Owned | Yes | On | No | 02 | 0219 | 41.37 | 100 | NA | NA | XXX05 | All-Gender Public Restroom | No | PP |  | N | Y | N | [24 empty] | 2.0 GPM | [13 empty] | 1.6 | [12 empty] | Tank type
0238 | 1207 W Oregon St | 1207 W Oregon St | Owned | Yes | On | No | 02 | 0223 | 41.39 | 100 | NA | NA | XXX05 | All-Gender Public Restroom | No | PP |  | Y | Y | N | [24 empty] | Sensor, 1.0 GPM | [13 empty] | 1.6 | [12 empty] | Tank type
0238 | 1207 W Oregon St | 1207 W Oregon St | Owned | Yes | On | No | 02 | 0234 | 38.34 | 100 | NA | NA | XXX05 | All-Gender Public Restroom | No | PP |  | N | Y | N | [24 empty] | 2.0 GPM | [13 empty] | 1.6 | [12 empty] | Tank type
0238 | 1207 W Oregon St | 1207 W Oregon St | Owned | Yes | On | No | 03 | 0308 | 38.39 | 100 | NA | NA | XXX05 | All-Gender Public Restroom | No | PP |  | Y | Y | N | [24 empty] | Sensor | [13 empty] | 1.6 | [12 empty] | Tank type
0238 | 1207 W Oregon St | 1207 W Oregon St | Owned | Yes | On | No | 03 | 0319 | 41.42 | 100 | NA | NA | XXX05 | All-Gender Public Restroom | No | PP |  | Y | Y | N | [24 empty] | Sensor, .5 GPM | [13 empty] | 1.6 | [12 empty] | Tank type
0238 | 1207 W Oregon St | 1207 W Oregon St | Owned | Yes | On | No | 03 | 0323 | 41.44 | 100 | NA | NA | XXX04 | Women's Public Restroom | No | PP |  | Y | Y | N | [24 empty] | Sensor, .5 GPM | [13 empty] | 1.6 | [12 empty] | Tank type
0238 | 1207 W Oregon St | 1207 W Oregon St | Owned | Yes | On | No | 03 | 0334 | 38.34 | 100 | NA | NA | XXX05 | All-Gender Public Restroom | No | PP |  | Y | Y | N | [24 empty] | Sensor, .5 GPM | [13 empty] | 1.6 | [12 empty] | Tank type
0242 | Morrill Hall | 505 S Goodwin Ave | Owned | Yes | On | No | 00 | 0027 | 29.89 | 100 | NA | NA | XXX04 | Women's Public Restroom | No | PP |  | Y | N | Y | [38 empty] | 3.5
0242 | Morrill Hall | 505 S Goodwin Ave | Owned | Yes | On | No | 00 | 0029 | 266.65 | 100 | Division of Animal Resources | NENE0298 | 57570 | Animal Quarters Service - Restroom | No | PP
0242 | Morrill Hall | 505 S Goodwin Ave | Owned | Yes | On | No | 00 | 0049 | 172.7 | 100 | Division of Animal Resources | NENE0298 | 57570 | Animal Quarters Service - Restroom | No | PP
0242 | Morrill Hall | 505 S Goodwin Ave | Owned | Yes | On | No | 00 | 0056 | 143.82 | 100 | NA | NA | XXX03 | Men's Public Restroom | No | PP |  | N | N | Y | N | N | Y | [22 empty] | 1.6 | [12 empty] | 3.5 | 3.5
0242 | Morrill Hall | 505 S Goodwin Ave | Owned | Yes | On | No | 00 | 0020D | 204.25 | 100 | Division of Animal Resources | NENE0298 | 57570 | Animal Quarters Service - Restroom | No | PP
0242 | Morrill Hall | 505 S Goodwin Ave | Owned | Yes | On | No | 00 | 0029A | 150.6 | 100 | Division of Animal Resources | NENE0298 | 57570 | Animal Quarters Service - Restroom | No | PP
0242 | Morrill Hall | 505 S Goodwin Ave | Owned | Yes | On | No | 01 | 0127 | 30.18 | 100 | NA | NA | XXX04 | Women's Public Restroom | No | PP |  | N | N | Y | [38 empty] | 3.5
0242 | Morrill Hall | 505 S Goodwin Ave | Owned | Yes | On | No | 01 | 0156 | 132.95 | 100 | NA | NA | XXX03 | Men's Public Restroom | No | PP |  | N | Y | N | N | N | Y | [22 empty] | 1.6 | [12 empty] | 3.5 | 3.5
0242 | Morrill Hall | 505 S Goodwin Ave | Owned | Yes | On | No | 01 | 0190 | 287.66 | 100 | NA | NA | XXX04 | Women's Public Restroom | No | PP | Dept womens bathroom- plumber did not enter any information
0242 | Morrill Hall | 505 S Goodwin Ave | Owned | Yes | On | No | 02 | 0227 | 28.91 | 100 | NA | NA | XXX03 | Men's Public Restroom | No | PP |  | N | Y | N | [38 empty] | 3.5
0242 | Morrill Hall | 505 S Goodwin Ave | Owned | Yes | On | No | 02 | 0256 | 133.68 | 100 | NA | NA | XXX04 | Women's Public Restroom | No | PP |  | N | Y | N | N | Y | N | [35 empty] | 3.5 | 3.5
0242 | Morrill Hall | 505 S Goodwin Ave | Owned | Yes | On | No | 03 | 0327 | 28.91 | 100 | NA | NA | XXX04 | Women's Public Restroom | No | PP |  | N | N | Y | [38 empty] | 3.5
0242 | Morrill Hall | 505 S Goodwin Ave | Owned | Yes | On | No | 03 | 0356 | 133.68 | 100 | NA | NA | XXX03 | Men's Public Restroom | No | PP |  | N | N | Y | N | Y | N | [22 empty] | 1.6 | [12 empty] | 3.5 | 3.5
0242 | Morrill Hall | 505 S Goodwin Ave | Owned | Yes | On | No | 04 | 0427 | 28.91 | 100 | NA | NA | XXX03 | Men's Public Restroom | No | PP |  | N | N | Y | [38 empty] | 3.5
0242 | Morrill Hall | 505 S Goodwin Ave | Owned | Yes | On | No | 04 | 0456 | 133.68 | 100 | NA | NA | XXX04 | Women's Public Restroom | No | PP |  | N | N | Y | Y | Y | N | [35 empty] | 3.5 | 3.5
0242 | Morrill Hall | 505 S Goodwin Ave | Owned | Yes | On | No | 05 | 0527 | 28.89 | 100 | NA | NA | XXX04 | Women's Public Restroom | No | PP |  | N | N | Y | [38 empty] | 3.5
0242 | Morrill Hall | 505 S Goodwin Ave | Owned | Yes | On | No | 05 | 0556 | 133.68 | 100 | NA | NA | XXX03 | Men's Public Restroom | No | PP |  | N | Y | N | N | Y | N | [22 empty] | 1.6 | [12 empty] | 3.5 | 3.5
0242 | Morrill Hall | 505 S Goodwin Ave | Owned | Yes | On | No | 06 | 0627 | 28.91 | 100 | NA | NA | XXX03 | Men's Public Restroom | No | PP |  | N | N | Y | [38 empty] | 3.5
0242 | Morrill Hall | 505 S Goodwin Ave | Owned | Yes | On | No | 06 | 0656 | 133.68 | 100 | NA | NA | XXX04 | Women's Public Restroom | No | PP |  | N | Y | N | N | N | Y | [35 empty] | 3.5 | 3.5
0243 | 508 S Sixth St | 508 S Sixth St | Owned | Yes | On | No | 00 | 0013 | 85.33 | 100 | NA | NA | XXX04 | Women's Public Restroom | No | PP
0243 | 508 S Sixth St | 508 S Sixth St | Owned | Yes | On | No | 00 | 0014 | 56.89 | 100 | NA | NA | XXX03 | Men's Public Restroom | No | PP
0243 | 508 S Sixth St | 508 S Sixth St | Owned | Yes | On | No | 01 | 0109 | 107.45 | 100 | NA | NA | XXX04 | Women's Public Restroom | No | PP
0243 | 508 S Sixth St | 508 S Sixth St | Owned | Yes | On | No | 01 | 0110 | 80.87 | 100 | NA | NA | XXX03 | Men's Public Restroom | No | PP
0247 | 625 S Wright St | 627 S Wright St | Leased | No | On | No | 02 | 0209 | 138.31 | 100 | Nursing Administration | FWFW0591 | 31533 | Office Service - Restroom | No | DEPT
0247 | 625 S Wright St | 627 S Wright St | Leased | No | On | No | 02 | 0210 | 222.64 | 100 | Nursing Administration | FWFW0591 | 31533 | Office Service - Restroom | No | DEPT
0249 | Orchard Downs Community Building | 509 W George Huff Ct | Owned | No | On | Yes | 01 | 0104 | 55 | 100 | NA | NA | XXX03 | Men's Public Restroom | No | DEPT
0249 | Orchard Downs Community Building | 509 W George Huff Ct | Owned | No | On | Yes | 01 | 0105 | 77.26 | 100 | NA | NA | XXX04 | Women's Public Restroom | No | DEPT
0249 | Orchard Downs Community Building | 509 W George Huff Ct | Owned | No | On | Yes | 01 | 0112 | 79.34 | 100 | NA | NA | XXX05 | All-Gender Public Restroom | No | DEPT
0250 | 912 S Fifth St | 912 S Fifth St | Owned | Yes | On | No | 02 | 0205 | 51.93 | 100 | NA | NA | XXX05 | All-Gender Public Restroom | No | PP |  | N | N | Y | [24 empty] | No aerator | [13 empty] | 4.5
0252 | Housing Warehouse | 511 Hazelwood Dr | Owned | No | On | Yes | 01 | 0104 | 35.56 | 100 | NA | NA | XXX05 | All-Gender Public Restroom | No | DEPT
0255 | University Press Building | 1325 S Oak St | Owned | Yes | On | No | 01 | 0116 | 118.73 | 100 | NA | NA | XXX05 | All-Gender Public Restroom | No | PP
0255 | University Press Building | 1325 S Oak St | Owned | Yes | On | No | 01 | 0127 | 70.47 | 100 | NA | NA | XXX04 | Women's Public Restroom | No | PP
0255 | University Press Building | 1325 S Oak St | Owned | Yes | On | No | 01 | 0128 | 71.58 | 100 | NA | NA | XXX03 | Men's Public Restroom | No | PP
0255 | University Press Building | 1325 S Oak St | Owned | Yes | On | No | 01 | 0109A | 124.82 | 100 | NA | NA | XXX04 | Women's Public Restroom | No | PP
0256 | Plant Sciences Laboratory | 1201 Dorner Dr | Owned | Yes | On | No | 01 | 1208 | 141.52 | 100 | NA | NA | XXX04 | Women's Public Restroom | No | PP
0256 | Plant Sciences Laboratory | 1201 Dorner Dr | Owned | Yes | On | No | 01 | 1210 | 141.84 | 100 | NA | NA | XXX03 | Men's Public Restroom | No | PP
0256 | Plant Sciences Laboratory | 1201 Dorner Dr | Owned | Yes | On | No | 01 | 1304 | 124.38 | 100 | NA | NA | XXX03 | Men's Public Restroom | No | PP
0256 | Plant Sciences Laboratory | 1201 Dorner Dr | Owned | Yes | On | No | 01 | 1306 | 122.5 | 100 | NA | NA | XXX04 | Women's Public Restroom | No | PP
0256 | Plant Sciences Laboratory | 1201 Dorner Dr | Owned | Yes | On | No | 01 | 1308 | 124.03 | 82.52 | NA | NA | XXX04 | Women's Public Restroom | Split/Shared | PP
0256 | Plant Sciences Laboratory | 1201 Dorner Dr | Owned | Yes | On | No | 01 | 1310 | 130.47 | 82.52 | NA | NA | XXX03 | Men's Public Restroom | Split/Shared | PP
0256 | Plant Sciences Laboratory | 1201 Dorner Dr | Owned | Yes | On | No | 01 | 1901 | 30.23 | 100 | NA | NA | XXX04 | Women's Public Restroom | No | PP
0256 | Plant Sciences Laboratory | 1201 Dorner Dr | Owned | Yes | On | No | 01 | 1903 | 30 | 100 | NA | NA | XXX03 | Men's Public Restroom | No | PP
0257 | Richard T. Ubben Basketball Complex | 1750 S Fourth St | Owned | No | On | Yes | 01 | 0107 | 449.75 | 100 | Intercollegiate Athletics | NUNU0336 | 52505 | Athletic_Physical Education Service - Locker Room | No | DEPT | Team Meeting Room
0257 | Richard T. Ubben Basketball Complex | 1750 S Fourth St | Owned | No | On | Yes | 01 | 0109 | 454.54 | 100 | Intercollegiate Athletics | NUNU0336 | 52505 | Athletic_Physical Education Service - Locker Room | No | DEPT | Locker Room
0257 | Richard T. Ubben Basketball Complex | 1750 S Fourth St | Owned | No | On | Yes | 01 | 0111 | 184.58 | 100 | Intercollegiate Athletics | NUNU0336 | 52510 | Athletic_Physical Education Service - Shower Room | No | DEPT |  | N | Y | N | N | Y | N | N | Y | N | N | Y | N | [15 empty] | 2.2 GPM | 1 | 1 | 1 | [10 empty] | 3.5 | 3.5 | 3.5
0257 | Richard T. Ubben Basketball Complex | 1750 S Fourth St | Owned | No | On | Yes | 01 | 0114 | 455.73 | 100 | Intercollegiate Athletics | NUNU0336 | 52505 | Athletic_Physical Education Service - Locker Room | No | DEPT | Locker Room
0257 | Richard T. Ubben Basketball Complex | 1750 S Fourth St | Owned | No | On | Yes | 01 | 0115 | 242.26 | 100 | Intercollegiate Athletics | NUNU0336 | 52510 | Athletic_Physical Education Service - Shower Room | No | DEPT |  | N | Y | N | N | Y | N | N | Y | N | N | Y | N | [15 empty] | 2.2 GPM | [13 empty] | 3.5 | 3.5 | 3.5 | 3.5 | 3.5 | 3.5
0257 | Richard T. Ubben Basketball Complex | 1750 S Fourth St | Owned | No | On | Yes | 02 | 0211 | 369.5 | 100 | Intercollegiate Athletics | NUNU0336 | 52505 | Athletic_Physical Education Service - Locker Room | No | DEPT |  | N | Y | N | [24 empty] | 2.2 GPM | 1 | [12 empty] | 3.5
0257 | Richard T. Ubben Basketball Complex | 1750 S Fourth St | Owned | No | On | Yes | 02 | 0219 | 374.36 | 100 | Intercollegiate Athletics | NUNU0336 | 52505 | Athletic_Physical Education Service - Locker Room | No | DEPT |  | N | Y | N | [24 empty] | 2.2 GPM | [13 empty] | 3.5
0257 | Richard T. Ubben Basketball Complex | 1750 S Fourth St | Owned | No | On | Yes | 02 | 0224 | 134.19 | 100 | Intercollegiate Athletics | NUNU0336 | 52510 | Athletic_Physical Education Service - Shower Room | No | DEPT | 1 shower only in this room
0257 | Richard T. Ubben Basketball Complex | 1750 S Fourth St | Owned | No | On | Yes | 02 | 0225 | 151.91 | 100 | NA | NA | XXX03 | Men's Public Restroom | No | DEPT |  | N | Y | N | [24 empty] | 2.2 GPM | 1 | [12 empty] | 3.5
0257 | Richard T. Ubben Basketball Complex | 1750 S Fourth St | Owned | No | On | Yes | 02 | 0226 | 140.71 | 100 | NA | NA | XXX04 | Women's Public Restroom | No | DEPT |  | N | Y | N | [24 empty] | 2.2 GPM | [13 empty] | 3.5 | 3.5
0268 | Dance Studio | 905 W Nevada St | Owned | Yes | On | No | 01 | 0108A | 78.11 | 100 | NA | NA | XXX04 | Women's Public Restroom | No | PP |  | N | Y | N | N | Y | N | [35 empty] | 3.5 | 3.5 | [11 empty] | Tank
0268 | Dance Studio | 905 W Nevada St | Owned | Yes | On | No | 01 | 0109A | 76.06 | 100 | NA | NA | XXX03 | Men's Public Restroom | No | PP |  | Y | Y | N | Y | Y | N | [22 empty] | 1 | [12 empty] | 3.5 | [12 empty] | Tank
0268 | Dance Studio | 905 W Nevada St | Owned | Yes | On | No | 02 | 0204A1 | 25 | 100 | Dance | KRKR0801 | 31533 | Office Service - Restroom | No | PP |  | N | Y | N | [38 empty] | 3.5 | [12 empty] | Tank
0268 | Dance Studio | 905 W Nevada St | Owned | Yes | On | No | 02 | 0204A2 | 27.81 | 100 | Dance | KRKR0801 | 31533 | Office Service - Restroom | No | PP | NA
0270 | Waste Transfer & Mat. Recovery Facility | 10 Saint Mary's Rd | Owned | Yes | On | No | 01 | 0105 | 156.72 | 100 | NA | NA | XXX04 | Women's Public Restroom | No | PP |  | Y | Y | N | Y | Y | N | [21 empty] | .5 GPM Aerator | [13 empty] | 1.6 | 1.6 | 1.6
0270 | Waste Transfer & Mat. Recovery Facility | 10 Saint Mary's Rd | Owned | Yes | On | No | 01 | 0106 | 156.72 | 100 | NA | NA | XXX03 | Men's Public Restroom | No | PP |  | Y | Y | N | Y | Y | N | [21 empty] | .5 GPM Aerator | 1 | [12 empty] | 1.6 | 1.6
0272 | Wardall Hall - ISRH | 1012 W Illinois St | Owned | No | On | Yes | 00 | 0007 | 42.17 | 100 | NA | NA | XXX03 | Men's Public Restroom | No | DEPT
0272 | Wardall Hall - ISRH | 1012 W Illinois St | Owned | No | On | Yes | 00 | 0006A | 95.54 | 100 | NA | NA | XXX03 | Men's Public Restroom | No | DEPT
0272 | Wardall Hall - ISRH | 1012 W Illinois St | Owned | No | On | Yes | 00 | 0008A | 101.59 | 100 | NA | NA | XXX04 | Women's Public Restroom | No | DEPT
0274 | Lounge Building - ISRH | 1010 W Illinois St | Owned | No | On | Yes | 01 | 0102 | 191.01 | 100 | NA | NA | XXX04 | Women's Public Restroom | No | DEPT
0274 | Lounge Building - ISRH | 1010 W Illinois St | Owned | No | On | Yes | 01 | 0103 | 189.74 | 100 | NA | NA | XXX03 | Men's Public Restroom | No | DEPT
0275 | Food Service Building - ISRH | 1010 W Illinois St | Owned | No | On | Yes | 00 | 0004A | 132.2 | 100 | NA | NA | XXX04 | Women's Public Restroom | No | DEPT
0275 | Food Service Building - ISRH | 1010 W Illinois St | Owned | No | On | Yes | 00 | 0006A | 110.06 | 100 | NA | NA | XXX03 | Men's Public Restroom | No | DEPT
0275 | Food Service Building - ISRH | 1010 W Illinois St | Owned | No | On | Yes | 00 | 0033A | 120.05 | 100 | NA | NA | XXX04 | Women's Public Restroom | No | DEPT
0275 | Food Service Building - ISRH | 1010 W Illinois St | Owned | No | On | Yes | 00 | 0034A | 119.79 | 100 | NA | NA | XXX03 | Men's Public Restroom | No | DEPT
0277 | Police Training Institute - Tactical | 609 1/2 E Curtis Rd | Owned | Yes | On | No | 01 | 0104 | 80 | 100 | NA | NA | XXX04 | Women's Public Restroom | No | PP |  | N | N | Y | [24 empty] | 2.2 GPM Aerator | [13 empty] | 1.6 | 1.6
0277 | Police Training Institute - Tactical | 609 1/2 E Curtis Rd | Owned | Yes | On | No | 01 | 0106 | 85 | 100 | NA | NA | XXX03 | Men's Public Restroom | No | PP |  | N | N | Y | [24 empty] | 2.2 GPM Aerator | 0.5 | 0.5 | [11 empty] | 1.6
0281 | Admin Information Technology Building | 50 Gerty Dr | Owned | Yes | On | No | 00 | 0B37 | 260.49 | 100 | NA | NA | XXX04 | Women's Public Restroom | No | PP | Lounge/changing area | Y | Y | N
0281 | Admin Information Technology Building | 50 Gerty Dr | Owned | Yes | On | No | 00 | 0B37A | 141.39 | 100 | NA | NA | XXX04 | Women's Public Restroom | No | PP |  | Y | N | Y | [24 empty] | .5 GPM | [13 empty] | 1.6 | 1.6
0281 | Admin Information Technology Building | 50 Gerty Dr | Owned | Yes | On | No | 00 | 0B38 | 118.99 | 100 | NA | NA | XXX03 | Men's Public Restroom | No | PP |  | Y | Y | N | Y | Y | N | [21 empty] | .5 GPM | 0.5 | [12 empty] | 1.6 | 1.6
0281 | Admin Information Technology Building | 50 Gerty Dr | Owned | Yes | On | No | 00 | 0L20 | 128.17 | 100 | NA | NA | XXX04 | Women's Public Restroom | No | PP |  | Y | Y | N | Y | Y | N | [21 empty] | .5 GPM | [13 empty] | 1.6 | 1.6
0281 | Admin Information Technology Building | 50 Gerty Dr | Owned | Yes | On | No | 00 | 0L21 | 133.5 | 100 | NA | NA | XXX03 | Men's Public Restroom | No | PP |  | Y | Y | N | Y | Y | N | [21 empty] | .5 GPM | 0.5 | [12 empty] | 1.6
0281 | Admin Information Technology Building | 50 Gerty Dr | Owned | Yes | On | No | 01 | 138 | 118.88 | 100 | NA | NA | XXX03 | Men's Public Restroom | No | PP |  | Y | N | Y | [24 empty] | .5 GPM Aerator | 0.5 | [12 empty] | 3.5 | 1.6
0281 | Admin Information Technology Building | 50 Gerty Dr | Owned | Yes | On | No | 01 | 0137 | 109.88 | 100 | NA | NA | XXX04 | Women's Public Restroom | No | PP |  | Y | N | Y | Y | N | Y | [21 empty] | .5 GPM | [13 empty] | 1.6 | 1.6
0281 | Admin Information Technology Building | 50 Gerty Dr | Owned | Yes | On | No | 01 | 1120 | 115.69 | 100 | NA | NA | XXX04 | Women's Public Restroom | No | PP |  | N | Y | N | [24 empty] | 2.2 GPM | [13 empty] | 1.6 | 1.6
0281 | Admin Information Technology Building | 50 Gerty Dr | Owned | Yes | On | No | 01 | 1121 | 94.58 | 100 | NA | NA | XXX03 | Men's Public Restroom | No | PP |  | N | Y | N | [24 empty] | 2.2 GPM | 1.25 | [12 empty] | 1.6
0283 | Driver Training Facility | 8 Gerty Dr | Owned | No | On | No | 01 | 0104 | 24.67 | 100 | NA | NA | XXX05 | All-Gender Public Restroom | No | DEPT
0287 | Clinical Skills Learning Center | 1102 Hazelwood Dr | Owned | Yes | On | No | 01 | 0104 | 123.19 | 100 | NA | NA | XXX03 | Men's Public Restroom | No | PP |  | N | N | Y | N | N | Y | [21 empty] | ? | 1 | 1 | [11 empty] | 3.5
0287 | Clinical Skills Learning Center | 1102 Hazelwood Dr | Owned | Yes | On | No | 01 | 0106 | 54 | 100 | NA | NA | XXX04 | Women's Public Restroom | No | PP |  | N | N | Y | [24 empty] | ? | [13 empty] | 1.6
0289 | Water Survey Research Center #2 | 30 Bailey Dr | Owned | Yes | On | No | 01 | 0202 | 213.17 | 100 | NA | NA | XXX03 | Men's Public Restroom | No | PP |  | Y | Y | N | Y | Y | N | [21 empty] | .5 GPM | 0.5 | 0.5 | [11 empty] | 1.6 | 1.6
0289 | Water Survey Research Center #2 | 30 Bailey Dr | Owned | Yes | On | No | 01 | 0204 | 137.61 | 100 | NA | NA | XXX04 | Women's Public Restroom | No | PP |  | Y | Y | N | Y | Y | N | [21 empty] | .5 GPM | [13 empty] | 1.6 | 1.6
0289 | Water Survey Research Center #2 | 30 Bailey Dr | Owned | Yes | On | No | 01 | 0226A | 20 | 100 | NA | NA | XXX05 | All-Gender Public Restroom | No | PP
0292 | Veterinary Teaching Hospital | 1008 Hazelwood Dr | Owned | Yes | On | No | 00 | 0011 | 233.41 | 100 | NA | NA | XXX04 | Women's Public Restroom | No | PP
0292 | Veterinary Teaching Hospital | 1008 Hazelwood Dr | Owned | Yes | On | No | 00 | 0012 | 65.04 | 100 | NA | NA | XXX04 | Women's Public Restroom | No | PP
0292 | Veterinary Teaching Hospital | 1008 Hazelwood Dr | Owned | Yes | On | No | 00 | E-0060 | 128.79 | 100 | NA | NA | XXX03 | Men's Public Restroom | No | PP |  | N | N | Y | N | N | Y | [21 empty] | ? | 1 | 1 | 1 | [10 empty] | 1.6 | 3.5
0292 | Veterinary Teaching Hospital | 1008 Hazelwood Dr | Owned | Yes | On | No | 00 | E-0081 | 156.49 | 100 | NA | NA | XXX03 | Men's Public Restroom | No | PP
0292 | Veterinary Teaching Hospital | 1008 Hazelwood Dr | Owned | Yes | On | No | 00 | E-0087 | 164.59 | 100 | NA | NA | XXX04 | Women's Public Restroom | No | PP |  | Y | N | Y | N | N | Y | N | N | Y | [18 empty] | ? | [13 empty] | 1.6 | 1.6 | 1.6
0292 | Veterinary Teaching Hospital | 1008 Hazelwood Dr | Owned | Yes | On | No | 01 | A-0007 | 38.46 | 100 | NA | NA | XXX04 | Women's Public Restroom | No | PP
0292 | Veterinary Teaching Hospital | 1008 Hazelwood Dr | Owned | Yes | On | No | 01 | A-0009 | 61.99 | 100 | NA | NA | XXX03 | Men's Public Restroom | No | PP
0292 | Veterinary Teaching Hospital | 1008 Hazelwood Dr | Owned | Yes | On | No | 01 | E-0119 | 135.81 | 100 | NA | NA | XXX03 | Men's Public Restroom | No | PP
0292 | Veterinary Teaching Hospital | 1008 Hazelwood Dr | Owned | Yes | On | No | 01 | E-0120 | 57.16 | 100 | NA | NA | XXX04 | Women's Public Restroom | No | PP
0292 | Veterinary Teaching Hospital | 1008 Hazelwood Dr | Owned | Yes | On | No | 01 | E-0120A | 81.97 | 100 | NA | NA | XXX04 | Women's Public Restroom | No | PP
0292 | Veterinary Teaching Hospital | 1008 Hazelwood Dr | Owned | Yes | On | No | 01 | E-0135 | 67.81 | 100 | NA | NA | XXX04 | Women's Public Restroom | No | PP
0292 | Veterinary Teaching Hospital | 1008 Hazelwood Dr | Owned | Yes | On | No | 01 | E-0137 | 58.97 | 100 | NA | NA | XXX03 | Men's Public Restroom | No | PP
0292 | Veterinary Teaching Hospital | 1008 Hazelwood Dr | Owned | Yes | On | No | 01 | E-0157 | 348.08 | 100 | NA | NA | XXX03 | Men's Public Restroom | No | PP |  | N | Y | N | [24 empty] | ? | 1 | [12 empty] | 1.6
0292 | Veterinary Teaching Hospital | 1008 Hazelwood Dr | Owned | Yes | On | No | 01 | 175?? | 315.52 | 100 | NA | NA | XXX04 | Women's Public Restroom | No | PP | Added entry- room # not on this list | N | Y | N | [24 empty] | ? | [13 empty] | 1.6
0292 | Veterinary Teaching Hospital | 1008 Hazelwood Dr | Owned | Yes | On | No | 01 | E-0159 | 315.52 | 100 | NA | NA | XXX04 | Women's Public Restroom | No | PP |  | N | N | Y | N | N | Y | [21 empty] | ? | [13 empty] | 1.6 | 1.6
0292 | Veterinary Teaching Hospital | 1008 Hazelwood Dr | Owned | Yes | On | No | 01 | 177?? | 315.52 | 100 | NA | NA | XXX04 | Women's Public Restroom | No | PP | Added entry- room # not on this list | Y | Y | N | [24 empty] | ? | [13 empty] | 1.6
0292 | Veterinary Teaching Hospital | 1008 Hazelwood Dr | Owned | Yes | On | No | 01 | E-0186 | 178.4 | 100 | NA | NA | XXX03 | Men's Public Restroom | No | PP
0292 | Veterinary Teaching Hospital | 1008 Hazelwood Dr | Owned | Yes | On | No | 01 | E-0186A | 92.24 | 100 | NA | NA | XXX03 | Men's Public Restroom | No | PP
0292 | Veterinary Teaching Hospital | 1008 Hazelwood Dr | Owned | Yes | On | No | 01 | G-0005 | 150.06 | 100 | NA | NA | XXX04 | Women's Public Restroom | No | PP
0292 | Veterinary Teaching Hospital | 1008 Hazelwood Dr | Owned | Yes | On | No | 01 | G-0005A | 105.82 | 100 | NA | NA | XXX04 | Women's Public Restroom | No | PP
0292 | Veterinary Teaching Hospital | 1008 Hazelwood Dr | Owned | Yes | On | No | 01 | G-0006A | 511.58 | 100 | NA | NA | XXX03 | Men's Public Restroom | No | PP
0292 | Veterinary Teaching Hospital | 1008 Hazelwood Dr | Owned | Yes | On | No | 01 | P-0002 | 164.03 | 100 | NA | NA | XXX04 | Women's Public Restroom | No | PP
0292 | Veterinary Teaching Hospital | 1008 Hazelwood Dr | Owned | Yes | On | No | 01 | P-0004 | 68.81 | 100 | NA | NA | XXX03 | Men's Public Restroom | No | PP
0292 | Veterinary Teaching Hospital | 1008 Hazelwood Dr | Owned | Yes | On | No | 02 | 0202 | 77.11 | 100 | NA | NA | XXX03 | Men's Public Restroom | No | PP |  | N | N | Y | [24 empty] | ? | 1 | [12 empty] | 1.6
0292 | Veterinary Teaching Hospital | 1008 Hazelwood Dr | Owned | Yes | On | No | 02 | 0204 | 76.73 | 100 | NA | NA | XXX04 | Women's Public Restroom | No | PP |  | N | N | Y | [24 empty] | ? | [13 empty] | 1.6 | 1.6
0292 | Veterinary Teaching Hospital | 1008 Hazelwood Dr | Owned | Yes | On | No | 02 | 0264 | 96.51 | 100 | NA | NA | XXX03 | Men's Public Restroom | No | PP
0292 | Veterinary Teaching Hospital | 1008 Hazelwood Dr | Owned | Yes | On | No | 02 | 0266 | 100.94 | 100 | NA | NA | XXX04 | Women's Public Restroom | No | PP
0292 | Veterinary Teaching Hospital | 1008 Hazelwood Dr | Owned | Yes | On | No | 02 | E-0243 | 104.88 | 100 | NA | NA | XXX03 | Men's Public Restroom | No | PP
0292 | Veterinary Teaching Hospital | 1008 Hazelwood Dr | Owned | Yes | On | No | 02 | E-0248 | 141.31 | 100 | NA | NA | XXX04 | Women's Public Restroom | No | PP
0292 | Veterinary Teaching Hospital | 1008 Hazelwood Dr | Owned | Yes | On | No | 02 | E-0273 | 243.26 | 100 | NA | NA | XXX05 | All-Gender Public Restroom | No | PP
0294 | FSI - Classroom/Office | 11 Gerty Dr | Owned | No | On | No | 01 | 0126 | 119 | 100 | NA | NA | XXX04 | Women's Public Restroom | No | DEPT
0294 | FSI - Classroom/Office | 11 Gerty Dr | Owned | No | On | No | 01 | 0128 | 173 | 100 | NA | NA | XXX03 | Men's Public Restroom | No | DEPT
0300 | Astronomy Building | 1002 W Green St | Owned | Yes | On | No | 01 | 0109 | 123.96 | 100 | NA | NA | XXX04 | Women's Public Restroom | No | PP |  | Y | Y | N | [24 empty] | ? | [13 empty] | 3.5 | 3.5 | [11 empty] | WC2 ADA
0300 | Astronomy Building | 1002 W Green St | Owned | Yes | On | No | 01 | 0112 | 125.17 | 100 | NA | NA | XXX03 | Men's Public Restroom | No | PP |  | Y | Y | N | [24 empty] | ? | 3.5 | [11 empty] | ADA | 3.5 | [12 empty] | ADA
0300 | Astronomy Building | 1002 W Green St | Owned | Yes | On | No | 02 | 0214 | 104.23 | 100 | NA | NA | XXX03 | Men's Public Restroom | No | PP |  | Y | Y | N | [24 empty] | ? | 1.6 | [12 empty] | 3.5 | 3.5
0300 | Astronomy Building | 1002 W Green St | Owned | Yes | On | No | 02 | 0219 | 48.78 | 100 | NA | NA | XXX04 | Women's Public Restroom | No | PP |  | Y | Y | N | [24 empty] | ? | [13 empty] | 3.5
0301 | CERL - Main Building 1 | 2902 Newmark Dr | Owned | No | Off | No | 01 | 1115 | 185.65 | 100 | NA | NA | XXX04 | Women's Public Restroom | No | DEPT |  | Y | Y | N | Y | Y | N | [35 empty] | 1.6 | 1.6 | 1.6
0301 | CERL - Main Building 1 | 2902 Newmark Dr | Owned | No | Off | No | 01 | 1118 | 184.11 | 100 | NA | NA | XXX03 | Men's Public Restroom | No | DEPT |  | Y | Y | N | Y | Y | N | Y | Y | N | [19 empty] | 0.125 | 0.125 | [11 empty] | 1.6 | 1.6
0301 | CERL - Main Building 1 | 2902 Newmark Dr | Owned | No | Off | No | 01 | 1145 | 123.56 | 100 | NA | NA | XXX05 | All-Gender Public Restroom | No | DEPT |  | Y | Y | N | Y | Y | N | [22 empty] | 0.5 | [12 empty] | 1.6 | 1.6
0301 | CERL - Main Building 1 | 2902 Newmark Dr | Owned | No | Off | No | 01 | 1146 | 208.03 | 100 | NA | NA | XXX11 | Shower Room | No | DEPT
0306 | College of Fine and Applied Arts Design Research Laboratory | 1 Saint Mary's Rd | Owned | Yes | On | No | 01 | 0109 | 61.25 | 100 | NA | NA | XXX05 | All-Gender Public Restroom | No | PP |  | N | Y | N | [24 empty] | 2.2 GPM | [13 empty] | 1 | [12 empty] | Tank type
0306 | College of Fine and Applied Arts Design Research Laboratory | 1 Saint Mary's Rd | Owned | Yes | On | No | 01 | 0113 | 98.32 | 100 | NA | NA | XXX05 | All-Gender Public Restroom | No | PP |  | N | Y | N | [24 empty] | 2.2 GPM | [13 empty] | 1 | [12 empty] | Tank type
0307 | Biological Control Laboratory | 1904 Griffith Dr | Owned | Yes | On | No | 01 | 0152 | 25.72 | 100 | NA | NA | XXX03 | Men's Public Restroom | No | PP |  | Y | N | Y | [24 empty] | 1.0 GPM | [13 empty] | 3.5 | [12 empty] | Tank type
0307 | Biological Control Laboratory | 1904 Griffith Dr | Owned | Yes | On | No | 01 | 0153 | 102 | 100 | NA | NA | XXX04 | Women's Public Restroom | No | PP |  | N | N | Y | [24 empty] | 2.2 GPM | [13 empty] | 3.5 | [12 empty] | Tank type
0311 | Natural History Survey Storage B #3 | 1833 S Oak St | Owned | No | On | No | 01 | 0013 | 81.28 | 100 | NA | NA | XXX05 | All-Gender Public Restroom | No | DEPT
0312 | Natural History Survey Storage B #2 | 1831 S Oak St | Owned | No | On | No | 01 | 0007 | 45.39 | 100 | NA | NA | XXX05 | All-Gender Public Restroom | No | DEPT
0315 | ISGS Core Lab | 1825 S Oak St | Owned | No | On | No | 01 | 0102 | 36.55 | 100 | NA | NA | XXX05 | All-Gender Public Restroom | No | DEPT
0321 | Natural Resource Studies Annex | 1910 Griffith Dr | Owned | Yes | On | No | 01 | 0115 | 78.81 | 100 | NA | NA | XXX04 | Women's Public Restroom | No | PP |  | Y | N | Y | [24 empty] | .5 GPM | [13 empty] | 1.6
0321 | Natural Resource Studies Annex | 1910 Griffith Dr | Owned | Yes | On | No | 01 | 0119 | 79.94 | 100 | NA | NA | XXX03 | Men's Public Restroom | No | PP |  | Y | N | Y | [24 empty] | .5 GPM | 0.125 | [12 empty] | 1.6
0321 | Natural Resource Studies Annex | 1910 Griffith Dr | Owned | Yes | On | No | 02 | 0215 | 89.5 | 100 | NA | NA | XXX03 | Men's Public Restroom | No | PP |  | N | Y | N | N | N | Y | [21 empty] | 2.2 GPM | [13 empty] | 1.6 | 1.6
0321 | Natural Resource Studies Annex | 1910 Griffith Dr | Owned | Yes | On | No | 02 | 0217 | 89.5 | 100 | NA | NA | XXX04 | Women's Public Restroom | No | PP |  | N | N | Y | N | N | Y | [21 empty] | 2.2 GPM | 1 | [12 empty] | 1.6
0323 | Public Safety Building | 1110 Springfield Ave | Owned | Yes | On | No | 01 | 0104 | 47.09 | 100 | Division of Public Safety | NANA0664 | 31533 | Office Service - Restroom | No | PP |  | N | N | Y | [24 empty] | 2.2 GPM | [13 empty] | 3.5 | [12 empty] | Entry door locks, grab bars
0323 | Public Safety Building | 1110 Springfield Ave | Owned | Yes | On | No | 01 | 0116 | 130.83 | 100 | NA | NA | XXX03 | Men's Public Restroom | No | PP |  | N | Y | N | N | Y | N | [21 empty] | 2.2 GPM | 1 | [12 empty] | 3.5
0323 | Public Safety Building | 1110 Springfield Ave | Owned | Yes | On | No | 01 | 0117 | 142.37 | 100 | NA | NA | XXX04 | Women's Public Restroom | No | PP |  | N | Y | N | N | Y | N | [21 empty] | 2.2 GPM | [13 empty] | 3.5 | 3.5
0323 | Public Safety Building | 1110 Springfield Ave | Owned | Yes | On | No | 02 | 0212 | 130.83 | 100 | NA | NA | XXX03 | Men's Public Restroom | No | PP |  | N | Y | N | N | Y | N | [21 empty] | 2.2 GPM | 1 | [12 empty] | 3.5
0323 | Public Safety Building | 1110 Springfield Ave | Owned | Yes | On | No | 02 | 0213 | 142.37 | 100 | NA | NA | XXX04 | Women's Public Restroom | No | PP |  | N | Y | N | N | Y | N | [21 empty] | 2.2 GPM | [13 empty] | 3.5 | 3.5
0324 | Grainger Engineering Library Information Center | 1301 Springfield Ave | Owned | Yes | On | No | 00 | 0045 | 187.23 | 100 | NA | NA | XXX03 | Men's Public Restroom | No | PP |  | Y | Y | N | Y | Y | N | [21 empty] | .5 GPM metering faucets | 1.6 | 1 | [11 empty] | 1.6 | 1.6
0324 | Grainger Engineering Library Information Center | 1301 Springfield Ave | Owned | Yes | On | No | 00 | 0047 | 185.2 | 100 | NA | NA | XXX04 | Women's Public Restroom | No | PP |  | Y | Y | N | Y | Y | N | [21 empty] | .5 GPM metering faucets | [13 empty] | 1.6 | 1.6 | 1.6
0324 | Grainger Engineering Library Information Center | 1301 Springfield Ave | Owned | Yes | On | No | 01 | 0145 | 187.24 | 100 | NA | NA | XXX03 | Men's Public Restroom | No | PP |  | Y | Y | N | Y | Y | N | [21 empty] | .5 GPM metering faucets | 1.6 | 1 | [11 empty] | 1.6 | 1.6
0324 | Grainger Engineering Library Information Center | 1301 Springfield Ave | Owned | Yes | On | No | 01 | 0147 | 182.98 | 100 | NA | NA | XXX04 | Women's Public Restroom | No | PP |  | Y | Y | N | Y | Y | N | [21 empty] | .5 GPM metering faucets | [13 empty] | 1.6 | 1.6 | 1.6
0324 | Grainger Engineering Library Information Center | 1301 Springfield Ave | Owned | Yes | On | No | 02 | 0245 | 186.19 | 100 | NA | NA | XXX03 | Men's Public Restroom | No | PP |  | Y | Y | N | Y | Y | N | [21 empty] | .5 GPM metering faucets | 1.6 | 1 | [11 empty] | 1.6 | 1.6
0324 | Grainger Engineering Library Information Center | 1301 Springfield Ave | Owned | Yes | On | No | 02 | 0247 | 185.21 | 100 | NA | NA | XXX04 | Women's Public Restroom | No | PP |  | Y | Y | N | Y | Y | N | [21 empty] | .5 GPM metering faucets | [13 empty] | 1.6 | 1.6 | 1.6
0324 | Grainger Engineering Library Information Center | 1301 Springfield Ave | Owned | Yes | On | No | 03 | 0345 | 189.07 | 100 | NA | NA | XXX03 | Men's Public Restroom | No | PP |  | Y | Y | N | Y | Y | N | [21 empty] | .5 GPM metering faucets | 1.6 | 1 | [11 empty] | 1.6 | 1.6
0324 | Grainger Engineering Library Information Center | 1301 Springfield Ave | Owned | Yes | On | No | 03 | 0347 | 186.16 | 100 | NA | NA | XXX04 | Women's Public Restroom | No | PP |  | Y | Y | N | Y | Y | N | [21 empty] | .5 GPM metering faucets | [13 empty] | 1.6 | 1.6 | 1.6
0324 | Grainger Engineering Library Information Center | 1301 Springfield Ave | Owned | Yes | On | No | 04 | 0445 | 189.46 | 100 | NA | NA | XXX04 | Women's Public Restroom | No | PP |  | Y | Y | N | Y | Y | N | [21 empty] | .5 GPM metering faucets | [13 empty] | 1.6 | 1.6 | 1.6
0324 | Grainger Engineering Library Information Center | 1301 Springfield Ave | Owned | Yes | On | No | 04 | 0447 | 217.32 | 100 | NA | NA | XXX03 | Men's Public Restroom | No | PP |  | Y | Y | N | Y | Y | N | [21 empty] | .5 GPM metering faucets | 1 | 1.6 | [11 empty] | 1.6 | 1.6
0327 | South Studio #2 (Sculpture Building) | 2122 Griffith Dr | Owned | Yes | On | No | 01 | 0104 | 113.91 | 100 | NA | NA | XXX05 | All-Gender Public Restroom | No | PP
0328 | South Studio 1 (Art Studio) | 2128 Griffith Dr | Owned | Yes | On | No | 01 | 0100 | 66.5 | 100 | NA | NA | XXX05 | All-Gender Public Restroom | No | PP |  | N | N | Y | [24 empty] | No aerator | 0.13 | [12 empty] | 1.28
0331 | Library and Information Science Building | 501 E Daniel St | Owned | Yes | On | No | 00 | 0019 | 55.65 | 100 | NA | NA | XXX05 | All-Gender Public Restroom | No | PP |  | Y | Y | N | [24 empty] | .5 GPM | [13 empty] | 1.6 | [12 empty] | Tank type
0331 | Library and Information Science Building | 501 E Daniel St | Owned | Yes | On | No | 01 | 0107 | 197.13 | 100 | NA | NA | XXX03 | Men's Public Restroom | No | PP |  | Y | N | Y | N | N | Y | [21 empty] | .5 & 2.2GPM | 0.125 | [12 empty] | 3.5 | 4.5 | [11 empty] | Tank type
0331 | Library and Information Science Building | 501 E Daniel St | Owned | Yes | On | No | 01 | 0118 | 182.81 | 100 | NA | NA | XXX04 | Women's Public Restroom | No | PP |  | N | N | Y | N | N | Y | [21 empty] | 2.2 GPM | [13 empty] | 3.5 | 1.6 | 1.6 | [10 empty] | Tank type
0331 | Library and Information Science Building | 501 E Daniel St | Owned | Yes | On | No | 01 | 0133 | 183.13 | 100 | NA | NA | XXX04 | Women's Public Restroom | No | PP |  | N | N | Y | N | Y | N | [21 empty] | 2.2 GPM | [13 empty] | 3.5 | 3.5
0331 | Library and Information Science Building | 501 E Daniel St | Owned | Yes | On | No | 01 | 0134 | 169.71 | 100 | NA | NA | XXX03 | Men's Public Restroom | No | PP |  | N | Y | N | N | Y | N | [21 empty] | 2.2 GPM | 1.6 | [12 empty] | 3.5
0331 | Library and Information Science Building | 501 E Daniel St | Owned | Yes | On | No | 02 | 0205 | 202.98 | 100 | NA | NA | XXX04 | Women's Public Restroom | No | PP |  | N | N | Y | N | N | Y | N | N | Y | N | N | Y | N | N | Y | [12 empty] | 2.2 GPM | [13 empty] | 4.5 | 4.5 | 4.5
0331 | Library and Information Science Building | 501 E Daniel St | Owned | Yes | On | No | 02 | 0231 | 158.34 | 100 | NA | NA | XXX04 | Women's Public Restroom | No | PP |  | Y | Y | N | Y | Y | N | [21 empty] | .5 GPM | [13 empty] | 3.5 | 3.5
0331 | Library and Information Science Building | 501 E Daniel St | Owned | Yes | On | No | 02 | 0232 | 157.5 | 100 | NA | NA | XXX03 | Men's Public Restroom | No | PP |  | Y | Y | N | Y | Y | N | [21 empty] | .5 GPM | 1 | [12 empty] | 3.5
0331 | Library and Information Science Building | 501 E Daniel St | Owned | Yes | On | No | 03 | 0305 | 177.11 | 100 | NA | NA | XXX03 | Men's Public Restroom | No | PP |  | Y | N | Y | Y | N | Y | N | N | Y | Y | N | Y | [15 empty] | .5 & 2.2 GPM | 1.9 | 1 | [11 empty] | 3.5 | 3.5
0331 | Library and Information Science Building | 501 E Daniel St | Owned | Yes | On | No | 03 | 0351 | 157.38 | 100 | NA | NA | XXX04 | Women's Public Restroom | No | PP |  | Y | Y | N | Y | Y | N | [21 empty] | .5 GPM | [13 empty] | 3.5
0336 | Madigan Laboratory, Edward R | 1201 Gregory Dr | Owned | Yes | On | No | 00 | 0010 | 42.5 | 100 | NA | NA | XXX03 | Men's Public Restroom | No | PP |  | Y | Y | N | [38 empty] | 3.5
0336 | Madigan Laboratory, Edward R | 1201 Gregory Dr | Owned | Yes | On | No | 00 | 0015 | 160 | 100 | Division of Animal Resources | NENE0298 | 57570 | Animal Quarters Service - Restroom | No | PP | Storage room
0336 | Madigan Laboratory, Edward R | 1201 Gregory Dr | Owned | Yes | On | No | 00 | 0032 | 150.21 | 100 | Division of Animal Resources | NENE0298 | 57570 | Animal Quarters Service - Restroom | No | PP |  | Y | Y | N | [38 empty] | 3.5
0336 | Madigan Laboratory, Edward R | 1201 Gregory Dr | Owned | Yes | On | No | 00 | 0010B | 64.5 | 100 | NA | NA | XXX04 | Women's Public Restroom | No | PP |  | Y | Y | N | [38 empty] | 3.5
0336 | Madigan Laboratory, Edward R | 1201 Gregory Dr | Owned | Yes | On | No | 00 | 0058A | 82.5 | 100 | Division of Animal Resources | NENE0298 | 57570 | Animal Quarters Service - Restroom | No | PP |  | Y | Y | N | [38 empty] | 3.5
0336 | Madigan Laboratory, Edward R | 1201 Gregory Dr | Owned | Yes | On | No | 01 | 0106 | 384 | 100 | Division of Animal Resources | NENE0298 | 57570 | Animal Quarters Service - Restroom | No | PP |  | Y | Y | N | [38 empty] | 3.5
0336 | Madigan Laboratory, Edward R | 1201 Gregory Dr | Owned | Yes | On | No | 01 | 0108 | 201.5 | 100 | Division of Animal Resources | NENE0298 | 57570 | Animal Quarters Service - Restroom | No | PP |  | Y | Y | N | [38 empty] | 3.5
0336 | Madigan Laboratory, Edward R | 1201 Gregory Dr | Owned | Yes | On | No | 01 | 0140 | 162.22 | 100 | NA | NA | XXX04 | Women's Public Restroom | No | PP |  | N | Y | N | N | Y | N | [21 empty] | 2.2 GPM | [13 empty] | 3.5 | 3.5 | 3.5
0336 | Madigan Laboratory, Edward R | 1201 Gregory Dr | Owned | Yes | On | No | 01 | 0144 | 162.19 | 100 | NA | NA | XXX03 | Men's Public Restroom | No | PP |  | N | Y | N | N | Y | N | [21 empty] | 2.2 GPM | 1 | [12 empty] | 3.5 | 3.5
0336 | Madigan Laboratory, Edward R | 1201 Gregory Dr | Owned | Yes | On | No | 01 | 0114F | 79.17 | 100 | Division of Animal Resources | NENE0298 | 57570 | Animal Quarters Service - Restroom | No | PP |  | Y | Y | N | [38 empty] | 1.6
0336 | Madigan Laboratory, Edward R | 1201 Gregory Dr | Owned | Yes | On | No | 02 | 0235A | 195.77 | 100 | NA | NA | XXX03 | Men's Public Restroom | No | PP |  | Y | Y | N | Y | Y | N | Y | Y | N | [18 empty] | .5 GPM Faucets in bad shape | 1 | 1 | [11 empty] | 3.5 | 3.5
0336 | Madigan Laboratory, Edward R | 1201 Gregory Dr | Owned | Yes | On | No | 02 | 0237A | 188.16 | 100 | NA | NA | XXX04 | Women's Public Restroom | No | PP |  | N | Y | N | N | Y | N | N | Y | N | [18 empty] | 2.2 GPM | [13 empty] | 3.5 | 3.5 | 3.5 | 3.5
0336 | Madigan Laboratory, Edward R | 1201 Gregory Dr | Owned | Yes | On | No | 03 | 0335A | 185.1 | 100 | NA | NA | XXX03 | Men's Public Restroom | No | PP |  | N | Y | N | N | Y | N | N | Y | N | [18 empty] | 2.2 GPM | 1 | 1 | [11 empty] | 3.5 | 3.5
0336 | Madigan Laboratory, Edward R | 1201 Gregory Dr | Owned | Yes | On | No | 03 | 0337A | 188.16 | 100 | NA | NA | XXX04 | Women's Public Restroom | No | PP |  | Y | Y | N | Y | Y | N | Y | Y | N | [18 empty] | Faucets in bad shape | [13 empty] | 3.5 | 3.5 | 3.5 | 3.5
0337 | Paleobotanical Building | 2115 Griffith Dr | Owned | Yes | On | No | 01 | 0105 | 37.58 | 100 | NA | NA | XXX05 | All-Gender Public Restroom | No | PP
0338 | South Studio 3 (Glass Sculpture Building) | 2116 Griffith Dr | Owned | Yes | On | No | 01 | 102A | 30 | 100 | NA | NA | XXX05 | All-Gender Public Restroom | No | PP
0339 | Temple Hoyne Buell Hall | 611 Lorado Taft Dr | Owned | Yes | On | No | 00 | 0030 | 197.23 | 100 | NA | NA | XXX03 | Men's Public Restroom | No | PP |  | Y | N | Y | Y | N | Y | Y | N | Y | [18 empty] | .5 GPM | 1 | [12 empty] | 3.5 | 3.5 | 3.5
0339 | Temple Hoyne Buell Hall | 611 Lorado Taft Dr | Owned | Yes | On | No | 00 | 0032 | 198.72 | 100 | NA | NA | XXX04 | Women's Public Restroom | No | PP |  | N | N | Y | N | N | Y | N | N | Y | [18 empty] | 2.2 GPM | [13 empty] | 3.5 | 3.5 | 3.5 | 3.5
0339 | Temple Hoyne Buell Hall | 611 Lorado Taft Dr | Owned | Yes | On | No | 02 | 0238 | 163.28 | 100 | NA | NA | XXX03 | Men's Public Restroom | No | PP |  | N | N | Y | N | N | Y | [21 empty] | 2.2 GPM | 0.5 | [12 empty] | 3.5 | 3.5
0339 | Temple Hoyne Buell Hall | 611 Lorado Taft Dr | Owned | Yes | On | No | 02 | 0242 | 164.57 | 100 | NA | NA | XXX04 | Women's Public Restroom | No | PP |  | Y | N | Y | Y | N | Y | [21 empty] | 1.0 GPM | [13 empty] | 3.5 | 3.5 | 3.5
0339 | Temple Hoyne Buell Hall | 611 Lorado Taft Dr | Owned | Yes | On | No | 03 | 0338 | 163.06 | 100 | NA | NA | XXX03 | Men's Public Restroom | No | PP |  | Y | N | Y | Y | N | Y | [21 empty] | .5 GPM | 1 | [12 empty] | 1.6 | 1.6
0339 | Temple Hoyne Buell Hall | 611 Lorado Taft Dr | Owned | Yes | On | No | 03 | 0342 | 164.56 | 100 | NA | NA | XXX03 | Men's Public Restroom | No | PP |  | Y | N | Y | Y | N | Y | [21 empty] | 1.0 GPM | [13 empty] | 1.6 | 1.6 | 1.6
0339 | Temple Hoyne Buell Hall | 611 Lorado Taft Dr | Owned | Yes | On | No | 02M | M0238 | 162.05 | 100 | NA | NA | XXX03 | Men's Public Restroom | No | PP |  | Y | N | Y | Y | N | Y | [21 empty] | .5 GPM | 1 | [12 empty] | 1.6 | 1.6
0339 | Temple Hoyne Buell Hall | 611 Lorado Taft Dr | Owned | Yes | On | No | 02M | M0242 | 164.78 | 100 | NA | NA | XXX04 | Women's Public Restroom | No | PP |  | Y | N | Y | Y | N | Y | [21 empty] | .5 GPM | [13 empty] | 1.6 | 1.6 | 1.6
0347 | Motorcycle Safety Office | 4 Gerty Dr | Owned | No | On | No | 01 | 0012 | 41.06 | 100 | NA | NA | XXX05 | All-Gender Public Restroom | No | DEPT
0347 | Motorcycle Safety Office | 4 Gerty Dr | Owned | No | On | No | 01 | 0014 | 41.06 | 100 | NA | NA | XXX05 | All-Gender Public Restroom | No | DEPT
0347 | Motorcycle Safety Office | 4 Gerty Dr | Owned | No | On | No | 01 | 0018A1 | 38.06 | 100 | NA | NA | XXX05 | All-Gender Public Restroom | No | DEPT
0347 | Motorcycle Safety Office | 4 Gerty Dr | Owned | No | On | No | 01 | 0018A2 | 38.5 | 100 | NA | NA | XXX05 | All-Gender Public Restroom | No | DEPT
0350 | Vet Med Basic Sciences Building | 2001 S Lincoln Ave | Owned | Yes | On | No | 01 | 1109 | 113.19 | 100 | NA | NA | XXX04 | Women's Public Restroom | No | PP |  | N | N | Y | [24 empty] | ? | [13 empty] | 3.5
0350 | Vet Med Basic Sciences Building | 2001 S Lincoln Ave | Owned | Yes | On | No | 01 | 1111 | 71.42 | 100 | NA | NA | XXX03 | Men's Public Restroom | No | PP
0350 | Vet Med Basic Sciences Building | 2001 S Lincoln Ave | Owned | Yes | On | No | 01 | 1135 | 315.88 | 100 | NA | NA | XXX03 | Men's Public Restroom | No | PP |  | N | N | Y | N | N | Y | [21 empty] | ? | 1 | [12 empty] | 3.5
0350 | Vet Med Basic Sciences Building | 2001 S Lincoln Ave | Owned | Yes | On | No | 01 | 1254 | 267.58 | 100 | NA | NA | XXX03 | Men's Public Restroom | No | PP |  | N | N | Y | N | N | Y | [21 empty] | ? | 1 | 1 | [11 empty] | 3.5 | 3.5
0350 | Vet Med Basic Sciences Building | 2001 S Lincoln Ave | Owned | Yes | On | No | 01 | 1258 | 191.14 | 100 | NA | NA | XXX04 | Women's Public Restroom | No | PP |  | N | N | Y | N | N | Y | N | Y | N | [18 empty] | ? | [13 empty] | 3.5 | 3.5 | 3.5
0350 | Vet Med Basic Sciences Building | 2001 S Lincoln Ave | Owned | Yes | On | No | 01 | 1283 | 179.19 | 100 | NA | NA | XXX03 | Men's Public Restroom | No | PP |  | N | N | Y | N | Y | N | [21 empty] | ? | 1 | [12 empty] | 3.5 | 3.5
0350 | Vet Med Basic Sciences Building | 2001 S Lincoln Ave | Owned | Yes | On | No | 01 | 1284 | 150.01 | 100 | NA | NA | XXX04 | Women's Public Restroom | No | PP |  | N | N | Y | N | N | Y | N | N | Y | [18 empty] | ? | [13 empty] | 3.5 | 3.5 | 3.5
0350 | Vet Med Basic Sciences Building | 2001 S Lincoln Ave | Owned | Yes | On | No | 01 | 1550 | 248.74 | 100 | Division of Animal Resources | NENE0298 | 57570 | Animal Quarters Service - Restroom | No | PP | Not a restroom
0350 | Vet Med Basic Sciences Building | 2001 S Lincoln Ave | Owned | Yes | On | No | 01 | 1551 | 227.31 | 100 | Division of Animal Resources | NENE0298 | 57570 | Animal Quarters Service - Restroom | No | PP | Not a restroom
0350 | Vet Med Basic Sciences Building | 2001 S Lincoln Ave | Owned | Yes | On | No | 01 | 1552 | 400.55 | 100 | Division of Animal Resources | NENE0298 | 57570 | Animal Quarters Service - Restroom | No | PP | Not a restroom
0350 | Vet Med Basic Sciences Building | 2001 S Lincoln Ave | Owned | Yes | On | No | 01 | 1610 | 301.22 | 100 | NA | NA | XXX04 | Women's Public Restroom | No | PP |  | N | N | Y | N | N | Y | [21 empty] | ? | [13 empty] | 3.5 | 3.5
0350 | Vet Med Basic Sciences Building | 2001 S Lincoln Ave | Owned | Yes | On | No | 01 | 1840 | 64.84 | 100 | NA | NA | XXX03 | Men's Public Restroom | No | PP |  | N | N | Y | N | N | Y | [21 empty] | ? | 1.6 | [12 empty] | 1.6
0350 | Vet Med Basic Sciences Building | 2001 S Lincoln Ave | Owned | Yes | On | No | 01 | 1846 | 60.36 | 100 | NA | NA | XXX03 | Men's Public Restroom | No | PP |  | N | N | Y | N | N | Y | [21 empty] | ? | [13 empty] | 3.5
0350 | Vet Med Basic Sciences Building | 2001 S Lincoln Ave | Owned | Yes | On | No | 01 | 1520A | 155.84 | 100 | Division of Animal Resources | NENE0298 | 57570 | Animal Quarters Service - Restroom | No | PP
0350 | Vet Med Basic Sciences Building | 2001 S Lincoln Ave | Owned | Yes | On | No | 02 | 2231 | 153.69 | 100 | NA | NA | XXX04 | Women's Public Restroom | No | PP |  | N | N | Y | N | N | Y | [21 empty] | ? | [13 empty] | 1.6 | 1.6
0350 | Vet Med Basic Sciences Building | 2001 S Lincoln Ave | Owned | Yes | On | No | 02 | 2237 | 114.27 | 100 | NA | NA | XXX03 | Men's Public Restroom | No | PP |  | N | N | Y | [24 empty] | ? | 1 | [12 empty] | 1.6
0350 | Vet Med Basic Sciences Building | 2001 S Lincoln Ave | Owned | Yes | On | No | 02 | 2732 | 373.91 | 100 | NA | NA | XXX04 | Women's Public Restroom | No | PP |  | N | N | Y | N | N | Y | N | N | Y | N | N | Y | N | N | Y | [12 empty] | ? | [13 empty] | 3.5 | 3.5 | 3.5 | 3.5 | 3.5
0350 | Vet Med Basic Sciences Building | 2001 S Lincoln Ave | Owned | Yes | On | No | 02 | 2736 | 359.45 | 100 | NA | NA | XXX03 | Men's Public Restroom | No | PP |  | N | N | Y | N | N | Y | N | N | Y | N | N | Y | N | N | Y | [12 empty] | ? | 1 | 1 | 1 | 1 | [9 empty] | 3.5 | 3.5 | 3.5
0350 | Vet Med Basic Sciences Building | 2001 S Lincoln Ave | Owned | Yes | On | No | 02 | 2816 | 188.74 | 100 | NA | NA | XXX04 | Women's Public Restroom | No | PP |  | N | N | Y | N | N | Y | [21 empty] | ? | [13 empty] | 3.5 | 3.5 | 3.5
0350 | Vet Med Basic Sciences Building | 2001 S Lincoln Ave | Owned | Yes | On | No | 02 | 2822 | 202.07 | 100 | NA | NA | XXX03 | Men's Public Restroom | No | PP |  | N | N | Y | N | N | Y | [21 empty] | ? | 1 | 1 | [11 empty] | 3.5 | 3.5
0350 | Vet Med Basic Sciences Building | 2001 S Lincoln Ave | Owned | Yes | On | No | 03 | 3203 | 110.86 | 100 | NA | NA | XXX03 | Men's Public Restroom | No | PP |  | N | Y | N | [24 empty] | ? | 1 | [12 empty] | 1.6
0350 | Vet Med Basic Sciences Building | 2001 S Lincoln Ave | Owned | Yes | On | No | 03 | 3205 | 148.4 | 100 | NA | NA | XXX04 | Women's Public Restroom | No | PP |  | Y | Y | N | N | Y | N | [21 empty] | ? | [13 empty] | 3.5 | 1.6
0350 | Vet Med Basic Sciences Building | 2001 S Lincoln Ave | Owned | Yes | On | No | 03 | 3429 | 114.16 | 100 | NA | NA | XXX04 | Women's Public Restroom | No | PP |  | N | N | Y | [24 empty] | ? | [13 empty] | 3.5 | 3.5
0350 | Vet Med Basic Sciences Building | 2001 S Lincoln Ave | Owned | Yes | On | No | 03 | 3431 | 109.03 | 100 | NA | NA | XXX03 | Men's Public Restroom | No | PP |  | N | N | Y | [24 empty] | ? | 1.6 | [12 empty] | 3.5
0350 | Vet Med Basic Sciences Building | 2001 S Lincoln Ave | Owned | Yes | On | No | 03 | 3816 | 203.68 | 100 | NA | NA | XXX04 | Women's Public Restroom | No | PP |  | N | N | Y | N | N | Y | [21 empty] | ? | [13 empty] | 3.5 | 3.5 | 3.5
0350 | Vet Med Basic Sciences Building | 2001 S Lincoln Ave | Owned | Yes | On | No | 03 | 3822 | 183.78 | 100 | NA | NA | XXX03 | Men's Public Restroom | No | PP |  | N | N | Y | N | N | Y | [21 empty] | ? | 1 | [12 empty] | 3.5 | 3.5
0352 | Veterinary Medicine Chiller Plant | 1009 St Marys Rd | Owned | No | On | No | 00 | 0103 | 70.88 | 100 | NA | NA | XXX05 | All-Gender Public Restroom | No | DEPT
0353 | 505 E Green St | 505 E Green St | Leased | No | On | No | 02 | W0200A | 91.59 | 100 | Curriculum and Instruction | KNKN0613 | 31533 | Office Service - Restroom | No | OWNER |  | Y | Y | N | [24 empty] | .5 GPM | [13 empty] | 1.6
0353 | 505 E Green St | 505 E Green St | Leased | No | On | No | 02 | W0200A3 | 137.52 | 100 | Curriculum and Instruction | KNKN0613 | 31533 | Office Service - Restroom | No | OWNER |  | Y | Y | N | [24 empty] | .5 GPM | [13 empty] | 1.6
0353 | 505 E Green St | 505 E Green St | Leased | No | On | No | 03 | 0300D | 162.58 | 100 | Psychology | KVKV0299 | 31533 | Office Service - Restroom | No | OWNER |  | Y | Y | N | Y | Y | N | [21 empty] | .5 GPM | [13 empty] | 3.5 | 3.5 | [11 empty] | Tank type
0353 | 505 E Green St | 505 E Green St | Leased | No | On | No | 03 | 0300E | 160.22 | 100 | Psychology | KVKV0299 | 31533 | Office Service - Restroom | No | OWNER |  | Y | Y | N | Y | Y | N | [21 empty] | .5 GPM | 1 | [12 empty] | 3.5 | 3.5 | [11 empty] | Tank type
0354 | Japan House | 2000 S Lincoln Ave | Owned | No | On | No | 01 | 0116 | 95.32 | 100 | NA | NA | XXX03 | Men's Public Restroom | No | DEPT |  | Y | Y | N | [24 empty] | .5 GPM | 1 | [12 empty] | 1.6
0354 | Japan House | 2000 S Lincoln Ave | Owned | No | On | No | 01 | 0118 | 92.49 | 100 | NA | NA | XXX04 | Women's Public Restroom | No | DEPT |  | Y | Y | N | [24 empty] | .5 GPM | [13 empty] | 1.6 | 1.6
0358 | 1004 S Fourth St - Police Training Institute | 1004 S Fourth St | Owned | Yes | On | No | 00 | 0013 | 147.66 | 100 | NA | NA | XXX04 | Women's Public Restroom | No | PP |  | Y | N | Y | Y | N | Y | [21 empty] | .5 GPM | [13 empty] | 1.6 | 1.6
0358 | 1004 S Fourth St - Police Training Institute | 1004 S Fourth St | Owned | Yes | On | No | 00 | 0015 | 150.01 | 100 | NA | NA | XXX03 | Men's Public Restroom | No | PP |  | N | Y | N | N | Y | N | [21 empty] | 2.2 GPM | 0.125 | [12 empty] | 1.6
0358 | 1004 S Fourth St - Police Training Institute | 1004 S Fourth St | Owned | Yes | On | No | 01 | 0105 | 147.66 | 100 | NA | NA | XXX04 | Women's Public Restroom | No | PP |  | Y | N | Y | Y | N | Y | [21 empty] | .5 GPM | [13 empty] | 1.6 | 1.6
0358 | 1004 S Fourth St - Police Training Institute | 1004 S Fourth St | Owned | Yes | On | No | 01 | 0107 | 182.66 | 100 | NA | NA | XXX03 | Men's Public Restroom | No | PP |  | Y | N | Y | Y | N | Y | Y | N | Y | Y | N | Y | [15 empty] | .5 GPM | 0.125 | 0.125 | 1 | [10 empty] | 1.6 | 1.6
0358 | 1004 S Fourth St - Police Training Institute | 1004 S Fourth St | Owned | Yes | On | No | 02 | 0209 | 111.21 | 100 | NA | NA | XXX04 | Women's Public Restroom | No | PP |  | Y | Y | N | Y | Y | N | [21 empty] | .5 GPM | [13 empty] | 1.6 | 1.6
0358 | 1004 S Fourth St - Police Training Institute | 1004 S Fourth St | Owned | Yes | On | No | 02 | 0211 | 118.69 | 100 | NA | NA | XXX03 | Men's Public Restroom | No | PP |  | Y | Y | M | Y | Y | N | [21 empty] | .5 GPM | 1 | [12 empty] | 1.6
0358 | 1004 S Fourth St - Police Training Institute | 1004 S Fourth St | Owned | Yes | On | No | 03 | 0315 | 120.39 | 100 | NA | NA | XXX04 | Women's Public Restroom | No | PP |  | Y | Y | N | Y | Y | N | [21 empty] | .5 GPM | [13 empty] | 1.6 | 1.6
0358 | 1004 S Fourth St - Police Training Institute | 1004 S Fourth St | Owned | Yes | On | No | 03 | 0317 | 128.79 | 100 | NA | NA | XXX03 | Men's Public Restroom | No | PP |  | Y | Y | N | Y | Y | N | [21 empty] | .5 GPM | 1 | [12 empty] | 1.6
0360 | Atkins Tennis Center | 1751 S Goodwin Ave | Owned | No | On | Yes | 01 | 0110 | 143.11 | 100 | NA | NA | XXX04 | Women's Public Restroom | No | DEPT
0360 | Atkins Tennis Center | 1751 S Goodwin Ave | Owned | No | On | Yes | 01 | 0111 | 245.57 | 100 | Intercollegiate Athletics | NUNU0336 | 52505 | Athletic_Physical Education Service - Locker Room | No | DEPT
0360 | Atkins Tennis Center | 1751 S Goodwin Ave | Owned | No | On | Yes | 01 | 0112 | 182.64 | 100 | Intercollegiate Athletics | NUNU0336 | 52510 | Athletic_Physical Education Service - Shower Room | No | DEPT
0360 | Atkins Tennis Center | 1751 S Goodwin Ave | Owned | No | On | Yes | 01 | 0116 | 247.9 | 100 | Intercollegiate Athletics | NUNU0336 | 52505 | Athletic_Physical Education Service - Locker Room | No | DEPT
0360 | Atkins Tennis Center | 1751 S Goodwin Ave | Owned | No | On | Yes | 01 | 0118 | 180.21 | 100 | Intercollegiate Athletics | NUNU0336 | 52510 | Athletic_Physical Education Service - Shower Room | No | DEPT
0360 | Atkins Tennis Center | 1751 S Goodwin Ave | Owned | No | On | Yes | 01 | 0126 | 143.11 | 100 | NA | NA | XXX03 | Men's Public Restroom | No | DEPT
0360 | Atkins Tennis Center | 1751 S Goodwin Ave | Owned | No | On | Yes | 01 | 0127 | 245.55 | 100 | Intercollegiate Athletics | NUNU0336 | 52505 | Athletic_Physical Education Service - Locker Room | No | DEPT
0360 | Atkins Tennis Center | 1751 S Goodwin Ave | Owned | No | On | Yes | 01 | 0128 | 183.85 | 100 | Intercollegiate Athletics | NUNU0336 | 52510 | Athletic_Physical Education Service - Shower Room | No | DEPT
0360 | Atkins Tennis Center | 1751 S Goodwin Ave | Owned | No | On | Yes | 01 | 0132 | 246.61 | 100 | Intercollegiate Athletics | NUNU0336 | 52505 | Athletic_Physical Education Service - Locker Room | No | DEPT
0360 | Atkins Tennis Center | 1751 S Goodwin Ave | Owned | No | On | Yes | 01 | 0134 | 182.64 | 100 | Intercollegiate Athletics | NUNU0336 | 52510 | Athletic_Physical Education Service - Shower Room | No | DEPT
0360 | Atkins Tennis Center | 1751 S Goodwin Ave | Owned | No | On | Yes | 01 | A0106 | 299.61 | 100 | NA | NA | XXX04 | Women's Public Restroom | No | DEPT
0360 | Atkins Tennis Center | 1751 S Goodwin Ave | Owned | No | On | Yes | 01 | A0107 | 299.62 | 100 | NA | NA | XXX03 | Men's Public Restroom | No | DEPT
0360 | Atkins Tennis Center | 1751 S Goodwin Ave | Owned | No | On | Yes | 01 | A0113 | 452.25 | 100 | Intercollegiate Athletics | NUNU0336 | 52505 | Athletic_Physical Education Service - Locker Room | No | DEPT
0360 | Atkins Tennis Center | 1751 S Goodwin Ave | Owned | No | On | Yes | 01 | A0113B | 112.78 | 100 | Intercollegiate Athletics | NUNU0336 | 52510 | Athletic_Physical Education Service - Shower Room | No | DEPT
0360 | Atkins Tennis Center | 1751 S Goodwin Ave | Owned | No | On | Yes | 01 | A0115 | 422.09 | 100 | Intercollegiate Athletics | NUNU0336 | 52505 | Athletic_Physical Education Service - Locker Room | No | DEPT
0360 | Atkins Tennis Center | 1751 S Goodwin Ave | Owned | No | On | Yes | 01 | A0115B | 112.78 | 100 | Intercollegiate Athletics | NUNU0336 | 52510 | Athletic_Physical Education Service - Shower Room | No | DEPT
0364 | Campus Recreation Center - East | 1102 Gregory Dr | Owned | No | On | Yes | 01 | 1004 | 102.59 | 100 | Division of Campus Recreation | NQNQ0571 | 52505 | Athletic_Physical Education Service - Locker Room | No | DEPT | Locker Room
0364 | Campus Recreation Center - East | 1102 Gregory Dr | Owned | No | On | Yes | 01 | 1006 | 152.61 | 100 | NA | NA | XXX03 | Men's Public Restroom | No | DEPT |  | N | N | Y | N | Y | N | [21 empty] | ? | 0.5 | 0.5 | [11 empty] | 1.6 | 1.6
0364 | Campus Recreation Center - East | 1102 Gregory Dr | Owned | No | On | Yes | 01 | 1008 | 227.15 | 100 | NA | NA | XXX04 | Women's Public Restroom | No | DEPT |  | Y | N | Y | Y | N | Y | [21 empty] | ? | [13 empty] | 1.6 | 1.6 | 1.6 | 1.6 | 1.6 | 1.6 | 1.6
0364 | Campus Recreation Center - East | 1102 Gregory Dr | Owned | No | On | Yes | 01 | 1025 | 179.26 | 100 | NA | NA | XXX03 | Men's Public Restroom | No | DEPT |  | Y | N | Y | Y | Y | N | [21 empty] | ? | 0.125 | 0.125 | [11 empty] | 1.6 | 1.6 | 1.6
0364 | Campus Recreation Center - East | 1102 Gregory Dr | Owned | No | On | Yes | 01 | 1029 | 198.52 | 100 | NA | NA | XXX04 | Women's Public Restroom | No | DEPT |  | Y | N | Y | Y | Y | N | Y | Y | N | [18 empty] | ? | [13 empty] | 3.5 | 1.6 | 1.6 | 1.6
0364 | Campus Recreation Center - East | 1102 Gregory Dr | Owned | No | On | Yes | 01 | 1004A | 178.72 | 100 | Division of Campus Recreation | NQNQ0571 | 52510 | Athletic_Physical Education Service - Shower Room | No | DEPT |  | N | N | Y | [24 empty] | ? | [13 empty] | 1.6
0364 | Campus Recreation Center - East | 1102 Gregory Dr | Owned | No | On | Yes | 01 | 1006A | 1438.03 | 100 | Division of Campus Recreation | NQNQ0571 | 52505 | Athletic_Physical Education Service - Locker Room | No | DEPT |  | Y | N | Y | Y | Y | N | Y | Y | N | Y | Y | N | [15 empty] | Locker room, 4 sinks only
0364 | Campus Recreation Center - East | 1102 Gregory Dr | Owned | No | On | Yes | 01 | 1006C | 188.36 | 100 | Division of Campus Recreation | NQNQ0571 | 52510 | Athletic_Physical Education Service - Shower Room | No | DEPT |  | Y | N | Y | Y | Y | N | [21 empty] | ? | 0.5 | 0.5 | [11 empty] | 1.6 | 1.6
0364 | Campus Recreation Center - East | 1102 Gregory Dr | Owned | No | On | Yes | 01 | 1008A | 1435.79 | 100 | Division of Campus Recreation | NQNQ0571 | 52505 | Athletic_Physical Education Service - Locker Room | No | DEPT |  | Y | N | Y | Y | N | Y | Y | N | Y | Y | N | Y | [15 empty] | Locker room, 4 sinks only
0364 | Campus Recreation Center - East | 1102 Gregory Dr | Owned | No | On | Yes | 01 | 1008C | 324.14 | 100 | Division of Campus Recreation | NQNQ0571 | 52510 | Athletic_Physical Education Service - Shower Room | No | DEPT |  | Y | N | Y | Y | N | Y | [21 empty] | ? | [13 empty] | 1.6 | 1.6 | 1.6 | 1.6
0364 | Campus Recreation Center - East | 1102 Gregory Dr | Owned | No | On | Yes | 01 | 1032A | 33.75 | 100 | Division of Campus Recreation | NQNQ0571 | 52505 | Athletic_Physical Education Service - Locker Room | No | DEPT | N/A
0364 | Campus Recreation Center - East | 1102 Gregory Dr | Owned | No | On | Yes | 01 | 1032B | 33.75 | 100 | Division of Campus Recreation | NQNQ0571 | 52505 | Athletic_Physical Education Service - Locker Room | No | DEPT | N/A
0364 | Campus Recreation Center - East | 1102 Gregory Dr | Owned | No | On | Yes | 01 | C1022A | 18.75 | 100 | Division of Campus Recreation | NQNQ0571 | 52505 | Athletic_Physical Education Service - Locker Room | No | DEPT | N/A
0364 | Campus Recreation Center - East | 1102 Gregory Dr | Owned | No | On | Yes | 01 | C1022B | 18.75 | 100 | Division of Campus Recreation | NQNQ0571 | 52505 | Athletic_Physical Education Service - Locker Room | No | DEPT | N/A
0364 | Campus Recreation Center - East | 1102 Gregory Dr | Owned | No | On | Yes | 01 | C1030A | 7.5 | 100 | Division of Campus Recreation | NQNQ0571 | 52505 | Athletic_Physical Education Service - Locker Room | No | DEPT | N/A
0364 | Campus Recreation Center - East | 1102 Gregory Dr | Owned | No | On | Yes | 01 | C1030B | 7.5 | 100 | Division of Campus Recreation | NQNQ0571 | 52505 | Athletic_Physical Education Service - Locker Room | No | DEPT | N/A
0364 | Campus Recreation Center - East | 1102 Gregory Dr | Owned | No | On | Yes | 01 | C1030C | 7.5 | 100 | Division of Campus Recreation | NQNQ0571 | 52505 | Athletic_Physical Education Service - Locker Room | No | DEPT | N/A
0364 | Campus Recreation Center - East | 1102 Gregory Dr | Owned | No | On | Yes | 01 | C1030D | 7.5 | 100 | Division of Campus Recreation | NQNQ0571 | 52505 | Athletic_Physical Education Service - Locker Room | No | DEPT | N/A
0364 | Campus Recreation Center - East | 1102 Gregory Dr | Owned | No | On | Yes | 02 | 2000C | 116.17 | 100 | NA | NA | XXX04 | Women's Public Restroom | No | DEPT |  | Y | Y | N | [38 empty] | 1.6
0364 | Campus Recreation Center - East | 1102 Gregory Dr | Owned | No | On | Yes | 02 | 2000D | 124.94 | 100 | NA | NA | XXX03 | Men's Public Restroom | No | DEPT |  | Y | Y | N | [38 empty] | 1.6
0365 | 907 1/2 W Nevada St | 907 1/2 W Nevada St | Owned | Yes | On | No | 01 | 0104 | 107.22 | 100 | NA | NA | XXX04 | Women's Public Restroom | No | PP |  | Y | Y | N | [24 empty] | .5 GPM | [13 empty] | 1.6 | 3.5
0365 | 907 1/2 W Nevada St | 907 1/2 W Nevada St | Owned | Yes | On | No | 01 | 0106 | 87.88 | 100 | NA | NA | XXX03 | Men's Public Restroom | No | PP |  | N | Y | N | [24 empty] | 2.2 GPM | 1 | [12 empty] | 3.5 | [12 empty] | Tank type
0365 | 907 1/2 W Nevada St | 907 1/2 W Nevada St | Owned | Yes | On | No | 01 | 0107 | 15 | 100 | NA | NA | XXX05 | All-Gender Public Restroom | No | PP
0366 | South Studio #4 (Ceramics Facility) | 2110 Griffith Dr | Owned | Yes | On | No | 01 | 0106 | 37.71 | 100 | NA | NA | XXX05 | All-Gender Public Restroom | No | PP
0367 | 901 W Oregon St | 901 W Oregon St | Owned | Yes | On | No | 01 | 0102 | 57.13 | 100 | NA | NA | XXX03 | Men's Public Restroom | No | PP
0367 | 901 W Oregon St | 901 W Oregon St | Owned | Yes | On | No | 01 | 0103 | 55.52 | 100 | NA | NA | XXX04 | Women's Public Restroom | No | PP
0367 | 901 W Oregon St | 901 W Oregon St | Owned | Yes | On | No | 01 | 0109 | 38.75 | 100 | NA | NA | XXX03 | Men's Public Restroom | No | PP
0369 | International Studies Building | 910 S Fifth St | Owned | Yes | On | No | 01 | 0111 | 122.56 | 100 | NA | NA | XXX03 | Men's Public Restroom | No | PP |  | Y | Y | N | [24 empty] | ? | 1.6 | [12 empty] | 3.5 | [12 empty] | ADA
0369 | International Studies Building | 910 S Fifth St | Owned | Yes | On | No | 01 | 0113 | 108.21 | 100 | NA | NA | XXX04 | Women's Public Restroom | No | PP |  | Y | Y | N | [24 empty] | ? | [13 empty] | 3.5 | 3.5 | [11 empty] | WC 2 ADA
0369 | International Studies Building | 910 S Fifth St | Owned | Yes | On | No | 02 | 0213 | 59.42 | 100 | NA | NA | XXX05 | All-Gender Public Restroom | No | PP |  | Y | N | Y | [24 empty] | ? | [13 empty] | 3.5
0369 | International Studies Building | 910 S Fifth St | Owned | Yes | On | No | 02 | 0215 | 59.42 | 100 | NA | NA | XXX05 | All-Gender Public Restroom | No | PP |  | N | N | Y | [24 empty] | ? | [13 empty] | 3.5
0369 | International Studies Building | 910 S Fifth St | Owned | Yes | On | No | 03 | 0309 | 41.33 | 100 | NA | NA | XXX05 | All-Gender Public Restroom | No | PP |  | Y | Y | N | [24 empty] | ? | [13 empty] | 3.5
0369 | International Studies Building | 910 S Fifth St | Owned | Yes | On | No | 03 | 0310 | 41.43 | 100 | NA | NA | XXX05 | All-Gender Public Restroom | No | PP |  | Y | N | Y | [24 empty] | ? | [13 empty] | 3.5
0370 | South Studio #5 (Graduate Photography) | 2108 Griffith Dr | Owned | Yes | On | No | 01 | 0109 | 54.54 | 100 | NA | NA | XXX03 | Men's Public Restroom | No | PP
0370 | South Studio #5 (Graduate Photography) | 2108 Griffith Dr | Owned | Yes | On | No | 01 | 0110 | 54.17 | 100 | NA | NA | XXX04 | Women's Public Restroom | No | PP
0371 | South Studio #7 (General Arts Building) | 2111 Griffith Dr | Owned | Yes | On | No | 01 | 0105 | 51.13 | 100 | NA | NA | XXX03 | Men's Public Restroom | No | PP
0371 | South Studio #7 (General Arts Building) | 2111 Griffith Dr | Owned | Yes | On | No | 01 | 0106 | 49.61 | 100 | NA | NA | XXX04 | Women's Public Restroom | No | PP
0373 | Spurlock Museum | 600 S Gregory St | Owned | Yes | On | No | 00 | 0031 | 48.83 | 100 | NA | NA | XXX04 | Women's Public Restroom | No | PP |  | N | Y | N | [38 empty] | 1.6
0373 | Spurlock Museum | 600 S Gregory St | Owned | Yes | On | No | 00 | 0033 | 48.03 | 100 | NA | NA | XXX03 | Men's Public Restroom | No | PP |  | N | Y | N | [25 empty] | 1.6
0373 | Spurlock Museum | 600 S Gregory St | Owned | Yes | On | No | 01 | 0120 | 188.29 | 100 | NA | NA | XXX03 | Men's Public Restroom | No | PP |  | N | Y | N | N | Y | N | [22 empty] | 1 | 1 | 1 | [10 empty] | 3.5 | 3.5 | 3.5
0373 | Spurlock Museum | 600 S Gregory St | Owned | Yes | On | No | 01 | 0121 | 321.36 | 100 | NA | NA | XXX04 | Women's Public Restroom | No | PP |  | N | Y | N | N | Y | N | N | Y | N | [32 empty] | 3.5 | 3.5 | 3.5 | 3.5 | 3.5 | 3.5 | 3.5
0375 | South Studio #6 (Graduate Painting Fac.) | 2109 Griffith Dr | Owned | Yes | On | No | 01 | 0114 | 41.86 | 100 | NA | NA | XXX04 | Women's Public Restroom | No | PP
0375 | South Studio #6 (Graduate Painting Fac.) | 2109 Griffith Dr | Owned | Yes | On | No | 01 | 0115 | 40.71 | 100 | NA | NA | XXX03 | Men's Public Restroom | No | PP
0376 | Campbell Hall | 300 N Goodwin Ave | Owned | Yes | On | No | 01 | 0106 | 196.67 | 100 | NA | NA | XXX03 | Men's Public Restroom | No | PP |  | Y | N | Y | Y | N | Y | [21 empty] | 1.0 GPM metering faucets | 1 | 1 | [11 empty] | 3.5 | 3.5
0376 | Campbell Hall | 300 N Goodwin Ave | Owned | Yes | On | No | 01 | 0107 | 176.9 | 100 | NA | NA | XXX04 | Women's Public Restroom | No | PP |  | Y | N | Y | Y | N | Y | [21 empty] | 1.0 GPM metering faucets | [13 empty] | 3.5 | 3.5 | 3.5
0376 | Campbell Hall | 300 N Goodwin Ave | Owned | Yes | On | No | 01 | 0131 | 43.13 | 100 | NA | NA | XXX04 | Women's Public Restroom | No | PP |  | Y | N | Y | [24 empty] | 1.0 GPM metering faucets | [13 empty] | 3.5
0376 | Campbell Hall | 300 N Goodwin Ave | Owned | Yes | On | No | 01 | 0132 | 43.13 | 100 | NA | NA | XXX03 | Men's Public Restroom | No | PP |  | Y | N | Y | [24 empty] | 1.0 GPM metering faucets | [13 empty] | 3.5
0376 | Campbell Hall | 300 N Goodwin Ave | Owned | Yes | On | No | 02 | 0206 | 193.89 | 100 | NA | NA | XXX03 | Men's Public Restroom | No | PP |  | Y | N | Y | Y | N | Y | [21 empty] | 1.0 GPM metering faucets | 1 | 1 | [11 empty] | 3.5 | 3.5
0376 | Campbell Hall | 300 N Goodwin Ave | Owned | Yes | On | No | 02 | 0207 | 174.58 | 100 | NA | NA | XXX04 | Women's Public Restroom | No | PP |  | Y | N | Y | Y | N | Y | [21 empty] | 1.0 GPM metering faucets | [13 empty] | 3.5 | 3.5 | 3.5
0376 | Campbell Hall | 300 N Goodwin Ave | Owned | Yes | On | No | 02 | 0231 | 43.13 | 100 | NA | NA | XXX04 | Women's Public Restroom | No | PP |  | Y | N | Y | [24 empty] | 1.0 GPM metering faucets | [13 empty] | 3.5
0376 | Campbell Hall | 300 N Goodwin Ave | Owned | Yes | On | No | 02 | 0232 | 43.13 | 100 | NA | NA | XXX03 | Men's Public Restroom | No | PP |  | Y | N | Y | [24 empty] | 1.0 GPM metering faucets | [13 empty] | 3.5
0377 | ACES Library, Info. & Alumni Center | 1101 S Goodwin Ave | Owned | Yes | On | No | 00 | 0017 | 396.08 | 100 | NA | NA | XXX03 | Men's Public Restroom | No | PP |  | Y | Y | N | Y | Y | N | Y | Y | N | Y | Y | N | Y | Y | N | Y | Y | N | [10 empty] | 1 | 1 | 1 | 1 | 1 | [8 empty] | 1.6 | 1.6 | 1.6 | 1.6 | 1.6 | 1.6 | 1.6
0377 | ACES Library, Info. & Alumni Center | 1101 S Goodwin Ave | Owned | Yes | On | No | 00 | 0035 | 384.07 | 100 | NA | NA | XXX04 | Women's Public Restroom | No | PP |  | Y | Y | N | Y | Y | N | Y | Y | N | Y | Y | N | Y | Y | N | Y | Y | N | [23 empty] | 1.6 | 1.6 | 1.6 | 1.6 | 1.6 | 1.6 | 1.6 | 1.6 | 1.6 | 1.6 | 1.6
0377 | ACES Library, Info. & Alumni Center | 1101 S Goodwin Ave | Owned | Yes | On | No | 01 | 0114 | 235.2 | 100 | NA | NA | XXX04 | Women's Public Restroom | No | PP |  | Y | Y | N | Y | Y | N | Y | Y | N | Y | Y | N | [29 empty] | 1.6 | 1.6 | 1.6 | 1.6 | 1.6 | 1.6
0377 | ACES Library, Info. & Alumni Center | 1101 S Goodwin Ave | Owned | Yes | On | No | 01 | 0136 | 237.63 | 100 | NA | NA | XXX03 | Men's Public Restroom | No | PP |  | Y | Y | N | Y | Y | N | Y | Y | N | Y | Y | N | [16 empty] | 1 | 1 | 1 | 1 | 1 | [8 empty] | 1.6 | 1.6 | 1.6
0377 | ACES Library, Info. & Alumni Center | 1101 S Goodwin Ave | Owned | Yes | On | No | 02 | 0208 | 244.18 | 100 | NA | NA | XXX04 | Women's Public Restroom | No | PP |  | Y | Y | N | Y | Y | N | Y | Y | N | [32 empty] | 1.6 | 1.6 | 1.6 | 1.6 | 1.6 | 1.6
0377 | ACES Library, Info. & Alumni Center | 1101 S Goodwin Ave | Owned | Yes | On | No | 02 | 0221 | 196.14 | 100 | NA | NA | XXX03 | Men's Public Restroom | No | PP |  | Y | Y | N | Y | Y | N | Y | Y | N | [19 empty] | 1 | 1 | [11 empty] | 1.6 | 1.6 | 1.6 | 1.6
0377 | ACES Library, Info. & Alumni Center | 1101 S Goodwin Ave | Owned | Yes | On | No | 03 | 0308 | 244.13 | 100 | NA | NA | XXX04 | Women's Public Restroom | No | PP |  | Y | Y | N | Y | Y | N | Y | Y | N | [19 empty] | 1 | 1 | [11 empty] | 1.6 | 1.6 | 1.6
0377 | ACES Library, Info. & Alumni Center | 1101 S Goodwin Ave | Owned | Yes | On | No | 03 | 0312 | 240.16 | 100 | NA | NA | XXX03 | Men's Public Restroom | No | PP |  | Y | Y | N | Y | Y | N | Y | Y | N | [32 empty] | 1.6 | 1.6 | 1.6 | 1.6 | 1.6 | 1.6
0377 | ACES Library, Info. & Alumni Center | 1101 S Goodwin Ave | Owned | Yes | On | No | 04 | 0408 | 244.18 | 100 | NA | NA | XXX04 | Women's Public Restroom | No | PP |  | Y | Y | N | Y | Y | N | Y | Y | N | [32 empty] | 1.6 | 1.6 | 1.6 | 1.6 | 1.6 | 1.6
0377 | ACES Library, Info. & Alumni Center | 1101 S Goodwin Ave | Owned | Yes | On | No | 04 | 0412 | 240.16 | 100 | NA | NA | XXX03 | Men's Public Restroom | No | PP |  | Y | Y | N | Y | Y | N | Y | Y | N | [19 empty] | 1 | 1 | 1 | [10 empty] | 1.6 | 1.6 | 1.6
0377 | ACES Library, Info. & Alumni Center | 1101 S Goodwin Ave | Owned | Yes | On | No | 05 | 0506 | 199.8 | 100 | NA | NA | XXX04 | Women's Public Restroom | No | PP |  | Y | Y | N | Y | Y | N | [35 empty] | 1.6 | 1.6 | 1.6 | 1.6
0377 | ACES Library, Info. & Alumni Center | 1101 S Goodwin Ave | Owned | Yes | On | No | 05 | 0511 | 185.83 | 100 | NA | NA | XXX03 | Men's Public Restroom | No | PP |  | Y | Y | N | Y | Y | N | [22 empty] | 0.125 | 1 | 1 | [10 empty] | 1.6 | 1.6
0378 | Admissions and Records Building | 901 W Illinois St | Owned | Yes | On | No | 01 | 0104 | 150.98 | 100 | NA | NA | XXX04 | Women's Public Restroom | No | PP |  | N | Y | N | N | Y | N | [35 empty] | 1.6 | 1.6 | 1.6
0378 | Admissions and Records Building | 901 W Illinois St | Owned | Yes | On | No | 01 | 0151 | 117.75 | 100 | NA | NA | XXX03 | Men's Public Restroom | No | PP |  | Y | Y | N | Y | Y | N | [22 empty] | 1 | 1 | [11 empty] | 3.5
0378 | Admissions and Records Building | 901 W Illinois St | Owned | Yes | On | No | 02 | 0204 | 132.69 | 100 | NA | NA | XXX04 | Women's Public Restroom | No | PP |  | Y | Y | N | Y | Y | N | [35 empty] | 3.5 | 3.5
0378 | Admissions and Records Building | 901 W Illinois St | Owned | Yes | On | No | 02 | 0251 | 119.36 | 100 | NA | NA | XXX03 | Men's Public Restroom | No | PP |  | N | Y | N | N | Y | N | [22 empty] | 1 | [12 empty] | 3.5
0378 | Admissions and Records Building | 901 W Illinois St | Owned | Yes | On | No | 03 | 0304 | 135.79 | 100 | NA | NA | XXX04 | Women's Public Restroom | No | PP |  | N | Y | N | N | Y | N | [35 empty] | 3.5 | 3.5
0378 | Admissions and Records Building | 901 W Illinois St | Owned | Yes | On | No | 03 | 0351 | 117.25 | 100 | NA | NA | XXX03 | Men's Public Restroom | No | PP |  | N | Y | N | N | Y | N | [22 empty] | 1 | [12 empty] | 3.5
0379 | Bielfeldt Athletic Administration Building | 1700 S Fourth St | Owned | No | On | Yes | 01 | 1020 | 545.78 | 100 | Intercollegiate Athletics | NUNU0336 | 52505 | Athletic_Physical Education Service - Locker Room | No | DEPT
0379 | Bielfeldt Athletic Administration Building | 1700 S Fourth St | Owned | No | On | Yes | 01 | 1027 | 41.39 | 100 | Intercollegiate Athletics | NUNU0336 | 52510 | Athletic_Physical Education Service - Shower Room | No | DEPT
0379 | Bielfeldt Athletic Administration Building | 1700 S Fourth St | Owned | No | On | Yes | 01 | 1029 | 720.45 | 100 | Intercollegiate Athletics | NUNU0336 | 52505 | Athletic_Physical Education Service - Locker Room | No | DEPT
0379 | Bielfeldt Athletic Administration Building | 1700 S Fourth St | Owned | No | On | Yes | 01 | 1063 | 205.94 | 100 | NA | NA | XXX04 | Women's Public Restroom | No | DEPT
0379 | Bielfeldt Athletic Administration Building | 1700 S Fourth St | Owned | No | On | Yes | 01 | 1064 | 202.45 | 100 | NA | NA | XXX03 | Men's Public Restroom | No | DEPT
0379 | Bielfeldt Athletic Administration Building | 1700 S Fourth St | Owned | No | On | Yes | 02 | 2078 | 205.91 | 100 | NA | NA | XXX04 | Women's Public Restroom | No | DEPT
0379 | Bielfeldt Athletic Administration Building | 1700 S Fourth St | Owned | No | On | Yes | 02 | 2079 | 202.41 | 100 | NA | NA | XXX04 | Women's Public Restroom | No | DEPT
0381 | Irwin Academic Service Center | 402 E Armory Ave | Owned | No | On | Yes | 00 | 0010 | 142.78 | 100 | NA | NA | XXX04 | Women's Public Restroom | No | DEPT |  | Y | Y | N | N | Y | N | [35 empty] | 3.6 | 3.6 | 3.6 | .
0381 | Irwin Academic Service Center | 402 E Armory Ave | Owned | No | On | Yes | 00 | 0011 | 126.94 | 100 | NA | NA | XXX03 | Men's Public Restroom | No | DEPT |  | Y | Y | N | Y | Y | N | [22 empty] | 1 | 1 | [11 empty] | 1.6
0381 | Irwin Academic Service Center | 402 E Armory Ave | Owned | No | On | Yes | 01 | 0112 | 130.19 | 100 | NA | NA | XXX04 | Women's Public Restroom | No | DEPT |  | N | Y | N | [38 empty] | 3.6
0381 | Irwin Academic Service Center | 402 E Armory Ave | Owned | No | On | Yes | 01 | 0116 | 108.42 | 100 | NA | NA | XXX03 | Men's Public Restroom | No | DEPT |  | N | Y | N | [25 empty] | 1 | [12 empty] | 3.6
0381 | Irwin Academic Service Center | 402 E Armory Ave | Owned | No | On | Yes | 02 | 0208 | 89.08 | 100 | NA | NA | XXX04 | Women's Public Restroom | No | DEPT |  | Y | Y | N | Y | Y | N | [35 empty] | 1.6 | 1.6
0381 | Irwin Academic Service Center | 402 E Armory Ave | Owned | No | On | Yes | 02 | 0209 | 75.34 | 100 | NA | NA | XXX03 | Men's Public Restroom | No | DEPT |  | N | Y | N | Y | Y | N | [22 empty] | 1 | 1 | [11 empty] | 1.6
0381 | Irwin Academic Service Center | 402 E Armory Ave | Owned | No | On | Yes | 03 | 0318 | 130.06 | 100 | NA | NA | XXX04 | Women's Public Restroom | No | DEPT |  | N | Y | N | [38 empty] | 3.5 | 3.5
0381 | Irwin Academic Service Center | 402 E Armory Ave | Owned | No | On | Yes | 03 | 0326 | 108.43 | 100 | NA | NA | XXX03 | Men's Public Restroom | No | DEPT |  | N | Y | N | [25 empty] | 1 | [12 empty] | 3.6
0381 | Irwin Academic Service Center | 402 E Armory Ave | Owned | No | On | Yes | 03 | 0301A | 45.45 | 100 | Intercollegiate Athletics | NUNU0336 | 31533 | Office Service - Restroom | No | DEPT |  | N | Y | N | [24 empty] | 2.0 GPM | [13 empty] | 1.6 | [12 empty] | Tank type
0382 | Chanute Facility #933 | 1611 Titan Dr | Leased | No | Off | No | 01 | 0106 | 178.17 | 100 | Civil & Environmental Eng | KPKP0251 | 31533 | Office Service - Restroom | No | DEPT | Womens | N | Y | N | N | Y | N | [21 empty] | Faucets replaced in 2017 | [13 empty] | 1.6 | 1.6 | 1.6 | [10 empty] | WC1 Vac Brkr leak, WC2 Spud leak, WC3 Spud leak handle on wrong sice of stall
0382 | Chanute Facility #933 | 1611 Titan Dr | Leased | No | Off | No | 01 | 0107 | 161.5 | 100 | Civil & Environmental Eng | KPKP0251 | 31533 | Office Service - Restroom | No | DEPT | Mens | N | Y | N | N | Y | N | [21 empty] | Faucets replaced in 2017 | 0.5 | 0.5 | . | 0.5 | [8 empty] | Vac brkr leak on middle urinal | 3.5 | 3.5 | [11 empty] | WC1 ADA Stall
0383 | Chanute Facility #918 | 1605 Titan Dr | Leased | No | Off | No | 01 | 0103 | 422.82 | 100 | Civil & Environmental Eng | KPKP0251 | 25533 | Research Laboratory Service - Restroom | No | DEPT |  | N | Y | N | N | Y | N | N | Y | N | N | Y | N | [15 empty] | Faucets replaced in 2017 | ? | 0.5 | 0.5 | [9 empty] | UR1 have to hold down handle to flush | 1.6 | 1.6 | 1.6
0383 | Chanute Facility #918 | 1605 Titan Dr | Leased | No | Off | No | 01 | 0104 | 139.65 | 100 | Civil & Environmental Eng | KPKP0251 | 25533 | Research Laboratory Service - Restroom | No | DEPT |  | N | Y | N | [24 empty] | Faucets replaced in 2017 | [13 empty] | 1.6
0384 | Chanute Facility #927 | 1607 Titan Dr | Leased | No | Off | No | 01 | 0104 | 55.95 | 100 | Civil & Environmental Eng | KPKP0251 | 31533 | Office Service - Restroom | No | DEPT |  | N | Y | N | [24 empty] | Faucet replaced recently | [13 empty] | 3.5
0407 | Irwin Indoor Football Facility | 301 Peabody Dr | Owned | No | On | Yes | 01 | 0107 | 182.83 | 100 | NA | NA | XXX04 | Women's Public Restroom | No | DEPT
0407 | Irwin Indoor Football Facility | 301 Peabody Dr | Owned | No | On | Yes | 01 | 0113 | 180.72 | 100 | NA | NA | XXX03 | Men's Public Restroom | No | DEPT
0409 | Electrical and Computer Engineering | 306 N Wright St | Owned | Yes | On | No | 00 | 0022 | 166.77 | 100 | NA | NA | XXX11 | Shower Room | No | PP |  | Y | N | N | [24 empty] | .5 GPM single hole faucet | [13 empty] | 1.28
0409 | Electrical and Computer Engineering | 306 N Wright St | Owned | Yes | On | No | 00 | 0023 | 170.43 | 100 | NA | NA | XXX11 | Shower Room | No | PP |  | Y | N | N | [24 empty] | .5 GPM single hole faucet | [13 empty] | 1.28
0409 | Electrical and Computer Engineering | 306 N Wright St | Owned | Yes | On | No | 00 | 0025 | 206.04 | 100 | NA | NA | XXX04 | Women's Public Restroom | No | PP |  | Y | N | N | Y | N | N | Y | N | N | [18 empty] | .5 GPM single hole faucet | [13 empty] | 1.28 | 1.28 | 1.28 | 1.28 | 1.28
0409 | Electrical and Computer Engineering | 306 N Wright St | Owned | Yes | On | No | 00 | 0027 | 165.22 | 100 | NA | NA | XXX03 | Men's Public Restroom | No | PP |  | Y | N | N | Y | N | N | Y | N | N | [18 empty] | .5 GPM single hole faucet | 0.13 | [12 empty] | 1.28 | 1.28
0409 | Electrical and Computer Engineering | 306 N Wright St | Owned | Yes | On | No | 00 | 0029 | 35.32 | 100 | NA | NA | XXX06 | Public Lactation Room | No | PP | No fixtures in this room
0409 | Electrical and Computer Engineering | 306 N Wright St | Owned | Yes | On | No | 01 | 1007 | 413.09 | 100 | NA | NA | XXX04 | Women's Public Restroom | No | PP |  | Y | N | N | Y | N | N | Y | N | N | Y | N | N | Y | N | N | Y | N | N | Y | N | N | Y | N | N | Y | N | N | .5 GPM single hole faucet | [13 empty] | 1.28 | 1.28 | 1.28 | 1.28 | 1.28 | 1.28 | 1.28 | 1.28 | 1.28 | 1.28
0409 | Electrical and Computer Engineering | 306 N Wright St | Owned | Yes | On | No | 01 | 1009 | 413.09 | 100 | NA | NA | XXX03 | Men's Public Restroom | No | PP |  | Y | N | N | Y | N | N | Y | N | N | Y | N | N | Y | N | N | Y | N | N | Y | N | N | Y | N | N | Y | N | N | .5 GPM single hole faucet | 0.13 | 0.13 | 0.13 | 0.13 | 0.13 | [8 empty] | 1.28 | 1.28 | 1.28 | 1.28 | 1.28
0409 | Electrical and Computer Engineering | 306 N Wright St | Owned | Yes | On | No | 01 | 1025 | 214.26 | 100 | NA | NA | XXX04 | Women's Public Restroom | No | PP |  | Y | N | N | Y | N | N | Y | N | N | Y | N | N | [15 empty] | .5 GPM single hole faucet | [13 empty] | 1.28 | 1.28 | 1.28 | 1.28 | 1.28
0409 | Electrical and Computer Engineering | 306 N Wright St | Owned | Yes | On | No | 01 | 1027 | 217.01 | 100 | NA | NA | XXX03 | Men's Public Restroom | No | PP |  | Y | N | N | Y | N | N | Y | N | N | Y | N | N | Y | N | N | [12 empty] | .5 GPM single hole faucet | 0.13 | 0.13 | [11 empty] | 1.28 | 1.28
0409 | Electrical and Computer Engineering | 306 N Wright St | Owned | Yes | On | No | 02 | 2007 | 412.61 | 100 | NA | NA | XXX04 | Women's Public Restroom | No | PP |  | Y | N | N | Y | N | N | Y | N | N | Y | N | N | Y | N | N | Y | N | N | Y | N | N | Y | N | N | Y | N | N | .5 GPM single hole faucet | [13 empty] | 1.28 | 1.28 | 1.28 | 1.28 | 1.28 | 1.28 | 1.28 | 1.28 | 1.28 | 1.28
0409 | Electrical and Computer Engineering | 306 N Wright St | Owned | Yes | On | No | 02 | 2009 | 414.63 | 100 | NA | NA | XXX03 | Men's Public Restroom | No | PP |  | Y | N | N | Y | N | N | Y | N | N | Y | N | N | Y | N | N | Y | N | N | Y | N | N | Y | N | N | Y | N | N | .5 GPM single hole faucet | 0.13 | 0.13 | 0.13 | 0.13 | 0.13 | [8 empty] | 1.28 | 1.28 | 1.28 | 1.28 | 1.28
0409 | Electrical and Computer Engineering | 306 N Wright St | Owned | Yes | On | No | 02 | 2025 | 313.79 | 100 | NA | NA | XXX04 | Women's Public Restroom | No | PP |  | Y | N | N | Y | N | N | Y | N | N | Y | N | N | Y | N | N | Y | N | N | [9 empty] | .5 GPM single hole faucet | [13 empty] | 1.28 | 1.28 | 1.28 | 1.28 | 1.28 | 1.28 | 1.28
0409 | Electrical and Computer Engineering | 306 N Wright St | Owned | Yes | On | No | 02 | 2027 | 248.24 | 100 | NA | NA | XXX03 | Men's Public Restroom | No | PP |  | Y | N | N | Y | N | N | Y | N | N | Y | N | N | Y | N | N | [12 empty] | .5 GPM single hole faucet | 0.13 | 0.13 | [11 empty] | 1.28 | 1.28 | 1.28
0409 | Electrical and Computer Engineering | 306 N Wright St | Owned | Yes | On | No | 03 | 3007 | 416.83 | 100 | NA | NA | XXX04 | Women's Public Restroom | No | PP |  | Y | N | N | Y | N | N | Y | N | N | Y | N | N | Y | N | N | Y | N | N | Y | N | N | Y | N | N | Y | N | N | .5 GPM single hole faucet | [13 empty] | 1.28 | 1.28 | 1.28 | 1.28 | 1.28 | 1.28 | 1.28 | 1.28 | 1.28 | 1.28
0409 | Electrical and Computer Engineering | 306 N Wright St | Owned | Yes | On | No | 03 | 3009 | 413.89 | 100 | NA | NA | XXX03 | Men's Public Restroom | No | PP |  | Y | N | N | Y | N | N | Y | N | N | Y | N | N | Y | N | N | Y | N | N | Y | N | N | Y | N | N | Y | N | N | .5 GPM single hole faucet | 0.13 | 0.13 | 0.13 | 0.13 | 0.13 | [8 empty] | 1.28 | 1.28 | 1.28 | 1.28 | 1.28
0409 | Electrical and Computer Engineering | 306 N Wright St | Owned | Yes | On | No | 03 | 3025 | 314.29 | 100 | NA | NA | XXX04 | Women's Public Restroom | No | PP |  | Y | N | N | Y | N | N | Y | N | N | Y | N | N | Y | N | N | Y | N | N | [9 empty] | .5 GPM single hole faucet | [13 empty] | 1.28 | 1.28 | 1.28 | 1.28 | 1.28 | 1.28 | 1.28
0409 | Electrical and Computer Engineering | 306 N Wright St | Owned | Yes | On | No | 03 | 3027 | 247.44 | 100 | NA | NA | XXX03 | Men's Public Restroom | No | PP |  | Y | N | N | Y | N | N | Y | N | N | Y | N | N | Y | N | N | [12 empty] | .5 GPM single hole faucet | 0.13 | 0.13 | [11 empty] | 1.28 | 1.28 | 1.28
0409 | Electrical and Computer Engineering | 306 N Wright St | Owned | Yes | On | No | 04 | 4025 | 316.57 | 100 | NA | NA | XXX04 | Women's Public Restroom | No | PP |  | Y | N | N | Y | N | N | Y | N | N | Y | N | N | Y | N | N | Y | N | N | [9 empty] | .5 GPM single hole faucet | [13 empty] | 1.28 | 1.28 | 1.28 | 1.28 | 1.28 | 1.28 | 1.28
0409 | Electrical and Computer Engineering | 306 N Wright St | Owned | Yes | On | No | 04 | 4027 | 246.83 | 100 | NA | NA | XXX03 | Men's Public Restroom | No | PP |  | Y | N | N | Y | N | N | Y | N | N | Y | N | N | Y | N | N | [12 empty] | .5 GPM single hole faucet | 0.13 | 0.13 | [11 empty] | 1.28 | 1.28 | 1.28 |  |  |  | `
0409 | Electrical and Computer Engineering | 306 N Wright St | Owned | Yes | On | No | 05 | 5025 | 317.28 | 100 | NA | NA | XXX04 | Women's Public Restroom | No | PP |  | Y | N | N | Y | N | N | Y | N | N | Y | N | N | Y | N | N | Y | N | N | [9 empty] | .5 GPM single hole faucet | [13 empty] | 1.28 | 1.28 | 1.28 | 1.28 | 1.28 | 1.28 | 1.28
0409 | Electrical and Computer Engineering | 306 N Wright St | Owned | Yes | On | No | 05 | 5027 | 252.53 | 100 | NA | NA | XXX03 | Men's Public Restroom | No | PP |  | Y | N | N | Y | N | N | Y | N | N | Y | N | N | Y | N | N | [12 empty] | .5 GPM single hole faucet | 0.13 | 0.13 | [11 empty] | 1.28 | 1.28 | 1.28
0411 | Chanute Facility #916 | 1603 Titan Dr | Leased | No | Off | No | 01 | 0103 | 100.9 | 100 | Civil & Environmental Eng | KPKP0251 | 78533 | Unit Storage Service - Restroom | No | DEPT
412 | Chanute Facility #913 | [6 empty] | N/A | [5 empty] | Newly Installed South Restroom |  |  |  | N | Y | N | [24 empty] | Newly Installed | [13 empty] | 1.6 | [12 empty] | Newly Installed
412 | Chanute Facility #914 | [6 empty] | N/A | [5 empty] | Newly Installed North Restroom |  |  |  | N | Y | N | [24 empty] | Newly Installed | [13 empty] | 1.6 | [12 empty] | Newly Installed
0506 | 909 W Oregon St | 909 W Oregon St | Owned | Yes | On | No | 01 | 0105 | 47.38 | 100 | NA | NA | XXX05 | All-Gender Public Restroom | No | PP |  | N | Y | N | [38 empty] | 3.5 | [12 empty] | Tank
0506 | 909 W Oregon St | 909 W Oregon St | Owned | Yes | On | No | 01 | 0106 | 47.38 | 100 | NA | NA | XXX05 | All-Gender Public Restroom | No | PP |  | Y | Y | N | [38 empty] | 3.5 | [12 empty] | Tank
0506 | 909 W Oregon St | 909 W Oregon St | Owned | Yes | On | No | 01 | 0112 | 47.38 | 100 | NA | NA | XXX05 | All-Gender Public Restroom | No | PP |  | Y | Y | N | [38 empty] | 3.5 | [12 empty] | Tank
0506 | 909 W Oregon St | 909 W Oregon St | Owned | Yes | On | No | 02 | 0206 | 47.38 | 100 | NA | NA | XXX05 | All-Gender Public Restroom | No | PP |  | Y | Y | N | [38 empty] | 3.5 | [12 empty] | Tank
0506 | 909 W Oregon St | 909 W Oregon St | Owned | Yes | On | No | 02 | 0216 | 47.38 | 100 | NA | NA | XXX05 | All-Gender Public Restroom | No | PP |  | Y | Y | N | [38 empty] | 3.5 | [12 empty] | Tank
0506 | 909 W Oregon St | 909 W Oregon St | Owned | Yes | On | No | 03 | 0306 | 47.38 | 100 | NA | NA | XXX05 | All-Gender Public Restroom | No | PP |  | Y | Y | N | [38 empty] | 3.5 | [12 empty] | Tank
0506 | 909 W Oregon St | 909 W Oregon St | Owned | Yes | On | No | 03 | 0315 | 47.38 | 100 | NA | NA | XXX05 | All-Gender Public Restroom | No | PP |  | Y | Y | N | [38 empty] | 3.5 | [12 empty] | Tank
0507 | 1817/1819 S Neil St | 1817/1819 S Neil St | Leased | No | Off | No | 01 | 0104 | 30.7 | 100 | IL State Geological Survey | NPNP1547 | 31533 | Office Service - Restroom | No | OWNER
0507 | 1817/1819 S Neil St | 1817/1819 S Neil St | Leased | No | Off | No | 01 | 0106 | 30.7 | 100 | IL State Geological Survey | NPNP1547 | 31533 | Office Service - Restroom | No | OWNER
0507 | 1817/1819 S Neil St | 1817/1819 S Neil St | Leased | No | Off | No | 01 | 0110 | 32.72 | 100 | IL State Geological Survey | NPNP1547 | 31533 | Office Service - Restroom | No | OWNER
0507 | 1817/1819 S Neil St | 1817/1819 S Neil St | Leased | No | Off | No | 01 | 1040 | 29.77 | 100 | Big Ten Academic Alliance | NBNB0970 | 31533 | Office Service - Restroom | No | OWNER
0507 | 1817/1819 S Neil St | 1817/1819 S Neil St | Leased | No | Off | No | 01 | 1042 | 76.23 | 100 | Big Ten Academic Alliance | NBNB0970 | 31533 | Office Service - Restroom | No | OWNER
0507 | 1817/1819 S Neil St | 1817/1819 S Neil St | Leased | No | Off | No | 01 | 1044 | 121.76 | 100 | Big Ten Academic Alliance | NBNB0970 | 31533 | Office Service - Restroom | No | OWNER
0507 | 1817/1819 S Neil St | 1817/1819 S Neil St | Leased | No | Off | No | 01 | 1056 | 62.53 | 100 | Big Ten Academic Alliance | NBNB0970 | 31533 | Office Service - Restroom | No | OWNER
0507 | 1817/1819 S Neil St | 1817/1819 S Neil St | Leased | No | Off | No | 01 | 1076 | 98.5 | 100 | Big Ten Academic Alliance | NBNB0970 | 31533 | Office Service - Restroom | No | OWNER
0507 | 1817/1819 S Neil St | 1817/1819 S Neil St | Leased | No | Off | No | 01 | 1078 | 100.86 | 100 | Big Ten Academic Alliance | NBNB0970 | 31533 | Office Service - Restroom | No | OWNER
0507 | 1817/1819 S Neil St | 1817/1819 S Neil St | Leased | No | Off | No | 01 | 1106 | 33.17 | 100 | Office of Dean of Students | NJNJ0459 | 31533 | Office Service - Restroom | No | OWNER
0507 | 1817/1819 S Neil St | 1817/1819 S Neil St | Leased | No | Off | No | 01 | 1108 | 33.16 | 100 | Office of Dean of Students | NJNJ0459 | 31533 | Office Service - Restroom | No | OWNER
0507 | 1817/1819 S Neil St | 1817/1819 S Neil St | Leased | No | Off | No | 01 | 1122 | 38.86 | 100 | Office of Dean of Students | NJNJ0459 | 31533 | Office Service - Restroom | No | OWNER
0507 | 1817/1819 S Neil St | 1817/1819 S Neil St | Leased | No | Off | No | 02 | 2015 | 25.3 | 100 | Food Science & Human Nutrition | ASAS0698 | 31533 | Office Service - Restroom | No | OWNER
0507 | 1817/1819 S Neil St | 1817/1819 S Neil St | Leased | No | Off | No | 02 | 2017 | 24.74 | 100 | Food Science & Human Nutrition | ASAS0698 | 31533 | Office Service - Restroom | No | OWNER
0507 | 1817/1819 S Neil St | 1817/1819 S Neil St | Leased | No | Off | No | 02 | 2042 | 131.75 | 100 | OBFS-Sys Purchasing & Sup Srvc | AFAF0888 | 31533 | Office Service - Restroom | No | OWNER
0507 | 1817/1819 S Neil St | 1817/1819 S Neil St | Leased | No | Off | No | 02 | 2043 | 85.56 | 100 | OBFS-Sys Purchasing & Sup Srvc | AFAF0888 | 31533 | Office Service - Restroom | No | OWNER
0507 | 1817/1819 S Neil St | 1817/1819 S Neil St | Leased | No | Off | No | 02 | 2080 | 151.98 | 100 | Purchasing Office | NANA0629 | 31533 | Office Service - Restroom | No | OWNER
0507 | 1817/1819 S Neil St | 1817/1819 S Neil St | Leased | No | Off | No | 02 | 2082 | 151.98 | 100 | Purchasing Office | NANA0629 | 31533 | Office Service - Restroom | No | OWNER
0507 | 1817/1819 S Neil St | 1817/1819 S Neil St | Leased | No | Off | No | 02 | 2080A | 11.93 | 100 | Purchasing Office | NANA0629 | 31533 | Office Service - Restroom | No | OWNER
0528 | 631 E Green St, 703/709 S Wright St | 631 E Green St, 703/709 S Wright St | Leased | No | On | No | 02 | 0026 | 66.74 | 100 | Statistics | KVKV0583 | 31533 | Office Service - Restroom | No | OWNER |  | N | Y | N | [24 empty] | 2.0 GPM | [13 empty] | 3.5 | [12 empty] | Tank Type
0528 | 631 E Green St, 703/709 S Wright St | 631 E Green St, 703/709 S Wright St | Leased | No | On | No | 02 | 0027 | 63.38 | 100 | Statistics | KVKV0583 | 31533 | Office Service - Restroom | No | OWNER |  | N | Y | N | [24 empty] | 2.0 GPM | [13 empty] | 3.5 | [12 empty] | Tank Type
0528 | 631 E Green St, 703/709 S Wright St | 631 E Green St, 703/709 S Wright St | Leased | No | On | No | 03 | 0026 | 31 | 50 | Provost/VCAA Admin | NBNB0431 | 31533 | Office Service - Restroom | Shared | OWNER
0528 | 631 E Green St, 703/709 S Wright St | 631 E Green St, 703/709 S Wright St | Leased | No | On | No | 03 | 0026 | 31 | 50 | Office of the Chancellor | NANA0700 | 31533 | Office Service - Restroom | Shared | OWNER
0528 | 631 E Green St, 703/709 S Wright St | 631 E Green St, 703/709 S Wright St | Leased | No | On | No | 03 | 0027 | 32.32 | 50 | Office of the Chancellor | NANA0700 | 31533 | Office Service - Restroom | Shared | OWNER
0528 | 631 E Green St, 703/709 S Wright St | 631 E Green St, 703/709 S Wright St | Leased | No | On | No | 03 | 0027 | 32.32 | 50 | Provost/VCAA Admin | NBNB0431 | 31533 | Office Service - Restroom | Shared | OWNER
0530 | Durst Building | 1112 W University Ave | Leased | No | Off | No | 02 | 0234 | 52.68 | 50 | School of Labor & Empl. Rel. | LGLG0568 | 31533 | Office Service - Restroom | Shared | OWNER
0530 | Durst Building | 1112 W University Ave | Leased | No | Off | No | 02 | 0234 | 52.68 | 50 | Principal's Scholars Pgm | NBNB1269 | 31533 | Office Service - Restroom | Shared | OWNER
0530 | Durst Building | 1112 W University Ave | Leased | No | Off | No | 02 | 0235 | 50.79 | 50 | School of Labor & Empl. Rel. | LGLG0568 | 31533 | Office Service - Restroom | Shared | OWNER
0530 | Durst Building | 1112 W University Ave | Leased | No | Off | No | 02 | 0235 | 50.79 | 50 | Principal's Scholars Pgm | NBNB1269 | 31533 | Office Service - Restroom | Shared | OWNER
0540 | 200 S Wacker Dr | 200 S Wacker Dr | Leased | No | Off | No | 04 | 0453A | 232.6 | 100 | Discovery Partners Institute | AJAJ0213 | 31533 | Office Service - Restroom | No | OWNER
0540 | 200 S Wacker Dr | 200 S Wacker Dr | Leased | No | Off | No | 04 | 0453B | 180.58 | 100 | Discovery Partners Institute | AJAJ0213 | 31533 | Office Service - Restroom | No | OWNER
0540 | 200 S Wacker Dr | 200 S Wacker Dr | Leased | No | Off | No | 19 | 1970A | 249.41 | 100 | Leasehold | NGNG0467 | 31533 | Office Service - Restroom | No | OWNER
0540 | 200 S Wacker Dr | 200 S Wacker Dr | Leased | No | Off | No | 19 | 1970B | 153.07 | 100 | Leasehold | NGNG0467 | 31533 | Office Service - Restroom | No | OWNER
0543 | Vermilion River Observatory Antenna Office Facility | 13589 S Union Rd | Owned | No | Off | No | 01 | 1022 | 57.78 | 100 | Electrical & Computer Eng | KPKP0933 | 91900 | Toilet or Bath | No | DEPT |  | N | Y | N | [24 empty] | 2.2 GPM | [13 empty] | 1.6 | [12 empty] | Tank type
0547 | 510 Devonshire Dr | 510 Devonshire Dr | Leased | No | Off | No | 01 | 0102 | 84.72 | 100 | School of Social Work | LLLL0783 | 31533 | Office Service - Restroom | No | OWNER
0547 | 510 Devonshire Dr | 510 Devonshire Dr | Leased | No | Off | No | 01 | 0103 | 157.94 | 100 | School of Social Work | LLLL0783 | 31533 | Office Service - Restroom | No | OWNER
0547 | 510 Devonshire Dr | 510 Devonshire Dr | Leased | No | Off | No | 01 | 0134 | 34.26 | 100 | School of Social Work | LLLL0783 | 31533 | Office Service - Restroom | No | OWNER
0551 | Richmond Studio | 1110 W Main St | Owned | Yes | On | No | 01 | TF104 | 106.56 | 100 | NA | NA | XXX03 | Men's Public Restroom | No | PP
0551 | Richmond Studio | 1110 W Main St | Owned | Yes | On | No | 01 | TF105 | 110.08 | 100 | NA | NA | XXX04 | Women's Public Restroom | No | PP
0553 | Monticello Road Field Station | 719 E County Rd 1000 N | Owned | No | Off | No | 01 | 0004 | 23.66 | 100 | NA | NA | XXX05 | All-Gender Public Restroom | No | DEPT
0556 | Fire Sub Station | 1105 Gregory Dr | Owned | Yes | On | No | 01 | 0104 | 46.22 | 100 | NA | NA | XXX04 | Women's Public Restroom | No | PP |  | N | Y | N | [38 empty] | 1.6
0556 | Fire Sub Station | 1105 Gregory Dr | Owned | Yes | On | No | 01 | 0105 | 46.3 | 100 | NA | NA | XXX03 | Men's Public Restroom | No | PP |  | N | Y | N | [38 empty] | 1.6
0557 | F-29 Parking Deck | 1001 Dorner Dr | Owned | No | On | Yes | 01 | 0108 | 67.29 | 100 | NA | NA | XXX05 | All-Gender Public Restroom | No | DEPT |  | N | Y | N | [24 empty] | No Aerator | [13 empty] | 1.6
0559 | 111 E Green St | 111 E Green St | Leased | No | On | No | 00 | 0001 | 61.34 | 50 | Univ Acct & Fin Report | ASAS0641 | 31533 | Office Service - Restroom | Shared | DEPT |  | N | Y | N | [25 empty] | 1.6 | [12 empty] | 1.6 | 1.6 | [11 empty] | Tank toilets both
0559 | 111 E Green St | 111 E Green St | Leased | No | On | No | 00 | 0002 | 83 | 50 | Univ Acct & Fin Report | ASAS0641 | 31533 | Office Service - Restroom | Shared | DEPT |  | N | Y | N | N | Y | N | [35 empty] | 1.6 | 1.6 | 1.6 | 1.6 | [9 empty] | Tank toilets ALL
0559 | 111 E Green St | 111 E Green St | Leased | No | On | No | 00 | 0028 | 74.45 | 50 | OBFS - Business Sol & Supp Ops | AFAF0204 | 31533 | Office Service - Restroom | Shared | DEPT |  | N | Y | N | N | Y | N | [35 empty] | 3 | 1 | [11 empty] | Tank toilets both
0559 | 111 E Green St | 111 E Green St | Leased | No | On | No | 00 | 0029 | 40.78 | 50 | Univ Acct & Fin Report | ASAS0641 | 31533 | Office Service - Restroom | Shared | DEPT |  | N | Y | N | N | Y | N | [22 empty] | 1 | [12 empty] | 3 | [12 empty] | Tank
0559 | 111 E Green St | 111 E Green St | Leased | No | On | No | 01 | 0104 | 23.02 | 50 | OBFS - Business Sol & Supp Ops | AFAF0204 | 31533 | Office Service - Restroom | Shared | DEPT |  | N | Y | N | [38 empty] | 1.6 | [12 empty] | Tank
0559 | 111 E Green St | 111 E Green St | Leased | No | On | No | 01 | 0105 | 41.01 | 50 | Univ Acct & Fin Report | ASAS0641 | 31533 | Office Service - Restroom | Shared | DEPT |  | N | Y | N | [38 empty] | 1.6 | [12 empty] | Tank
0559 | 111 E Green St | 111 E Green St | Leased | No | On | No | 01 | 0117 | 22.5 | 100 | Univ Acct & Fin Report | ASAS0641 | 31533 | Office Service - Restroom | No | DEPT |  | N | Y | N | [38 empty] | 3 | [12 empty] | Tank
0559 | 111 E Green St | 111 E Green St | Leased | No | On | No | 01 | 0118 | 27.39 | 100 | Univ Acct & Fin Report | ASAS0641 | 31533 | Office Service - Restroom | No | DEPT |  | N | Y | N | [38 empty] | 3 | [12 empty] | Tank
0559 | 111 E Green St | 111 E Green St | Leased | No | On | No | 01 | 0101A | 11.92 | 50 | Univ Acct & Fin Report | ASAS0641 | 31533 | Office Service - Restroom | Shared | DEPT
0559 | 111 E Green St | 111 E Green St | Leased | No | On | No | 01 | 0113A | 17.7 | 100 | Univ Acct & Fin Report | ASAS0641 | 31533 | Office Service - Restroom | No | DEPT |  | N | Y | N | [38 empty] | 1.6 | [12 empty] | Tank
0563 | Siebel Center for Computer Science | 201/205 N Goodwin Ave | Owned | Yes | On | No | 00 | 0204 | 273.32 | 100 | NA | NA | XXX04 | Women's Public Restroom | No | PP |  | N | Y | N | N | Y | N | [21 empty] | 2.2 GPM | [13 empty] | 1.28 | 1.28 | 1.28 | 1.28 | 1.28
0563 | Siebel Center for Computer Science | 201/205 N Goodwin Ave | Owned | Yes | On | No | 00 | 0208 | 279.3 | 100 | NA | NA | XXX03 | Men's Public Restroom | No | PP |  | N | Y | N | N | Y | N | [21 empty] | 2.2 GPM | 1 | 1 | 1 | [10 empty] | 1.28 | 1.28
0563 | Siebel Center for Computer Science | 201/205 N Goodwin Ave | Owned | Yes | On | No | 01 | 1204 | 272.19 | 100 | NA | NA | XXX04 | Women's Public Restroom | No | PP |  | N | Y | N | N | Y | N | [21 empty] | 2.2 GPM | [13 empty] | 1.28 | 1.28 | 1.28 | 1.28 | 1.28
0563 | Siebel Center for Computer Science | 201/205 N Goodwin Ave | Owned | Yes | On | No | 01 | 1208 | 279.18 | 100 | NA | NA | XXX03 | Men's Public Restroom | No | PP |  | N | Y | N | N | Y | N | [21 empty] | 2.2 GPM | 1 | 1 | 1 | [10 empty] | 1.28 | 1.28
0563 | Siebel Center for Computer Science | 201/205 N Goodwin Ave | Owned | Yes | On | No | 01 | 1403 | 219.9 | 100 | NA | NA | XXX03 | Men's Public Restroom | No | PP |  | N | Y | N | N | Y | N | [21 empty] | 2.2 GPM | 1 | 1 | [11 empty] | 1.28 | 1.28
0564 | Siebel Center for Computer Science | 201/205 N Goodwin Ave | Owned | Yes | On | No | 01 | 1405 | 219.9 | 100 | NA | NA | XXX04 | Women's Public Restroom | No | PP |  | Y | Y | N | N | Y | N | [21 empty] | LAV1 .5, LAV2 2.2 | [13 empty] | 1.28 | 1.28 | 1.28 | 1.28
0563 | Siebel Center for Computer Science | 201/205 N Goodwin Ave | Owned | Yes | On | No | 02 | 2204 | 273.32 | 100 | NA | NA | XXX04 | Women's Public Restroom | No | PP |  | N | Y | N | N | Y | N | [21 empty] | 2.2 GPM | [13 empty] | 1.28 | 1.28 | 1.28 | 1.28 | 1.28
0563 | Siebel Center for Computer Science | 201/205 N Goodwin Ave | Owned | Yes | On | No | 02 | 2208 | 279.3 | 100 | NA | NA | XXX03 | Men's Public Restroom | No | PP |  | Y | Y | N | Y | Y | N | [21 empty] | .5 GPM | 1 | 1 | 1 | [10 empty] | 1.28 | 1.28 | 1.28
0563 | Siebel Center for Computer Science | 201/205 N Goodwin Ave | Owned | Yes | On | No | 02 | 2317 | 45.29 | 100 | NA | NA | XXX03 | Men's Public Restroom | No | PP |  | Y | Y | N | [24 empty] | .5 GPM | [13 empty] | 1.28 | [12 empty] | Grab bars, entry door locks
0563 | Siebel Center for Computer Science | 201/205 N Goodwin Ave | Owned | Yes | On | No | 02 | 2319 | 45.29 | 100 | NA | NA | XXX04 | Women's Public Restroom | No | PP |  | N | Y | N | [24 empty] | 2.2 GPM | [13 empty] | 1.28 | [12 empty] | Grab bars, entry door locks
0563 | Siebel Center for Computer Science | 201/205 N Goodwin Ave | Owned | Yes | On | No | 03 | 3204 | 273.32 | 100 | NA | NA | XXX04 | Women's Public Restroom | No | PP |  | N | Y | N | N | Y | N | [21 empty] | 2.2 GPM | [13 empty] | 1.28 | 1.28 | 1.28 | 1.28 | 1.28
0563 | Siebel Center for Computer Science | 201/205 N Goodwin Ave | Owned | Yes | On | No | 03 | 3208 | 279.3 | 100 | NA | NA | XXX03 | Men's Public Restroom | No | PP |  | Y | Y | N | Y | Y | N | [21 empty] | .5 GPM | 1 | 1 | 1 | [10 empty] | 1.28 | 1.28
0563 | Siebel Center for Computer Science | 201/205 N Goodwin Ave | Owned | Yes | On | No | 03 | 3317 | 45.29 | 100 | NA | NA | XXX03 | Men's Public Restroom | No | PP |  | Y | Y | N | [24 empty] | .5 GPM | [13 empty] | 1.28 | [12 empty] | Grab bars, entry door locks
0563 | Siebel Center for Computer Science | 201/205 N Goodwin Ave | Owned | Yes | On | No | 03 | 3319 | 45.29 | 100 | NA | NA | XXX04 | Women's Public Restroom | No | PP |  | Y | Y | N | [24 empty] | .5 GPM | [13 empty] | 1.28 | [12 empty] | Grab bars, entry door locks
0563 | Siebel Center for Computer Science | 201/205 N Goodwin Ave | Owned | Yes | On | No | 04 | 4204 | 273.32 | 100 | NA | NA | XXX04 | Women's Public Restroom | No | PP |  | Y | Y | N | Y | Y | N | [21 empty] | .5 GPM | [13 empty] | 1.28 | 1.28 | 1.28 | 1.28 | 1.28
0563 | Siebel Center for Computer Science | 201/205 N Goodwin Ave | Owned | Yes | On | No | 04 | 4208 | 279.18 | 100 | NA | NA | XXX03 | Men's Public Restroom | No | PP |  | N | Y | N | N | Y | N | [21 empty] | 2.2 GPM | 1 | 1 | 1 | [10 empty] | 1.28 | 1.28
0563 | Siebel Center for Computer Science | 201/205 N Goodwin Ave | Owned | Yes | On | No | 04 | 4317 | 45.29 | 100 | NA | NA | XXX03 | Men's Public Restroom | No | PP |  | Y | Y | N | [24 empty] | .5 GPM | [13 empty] | 1.28 | [12 empty] | Grab bars, entry door locks
0563 | Siebel Center for Computer Science | 201/205 N Goodwin Ave | Owned | Yes | On | No | 04 | 4319 | 45.29 | 100 | NA | NA | XXX04 | Women's Public Restroom | No | PP |  | Y | Y | N | [24 empty] | .5 GPM | [13 empty] | 1.28 | [12 empty] | Grab bars, entry door locks
0564 | National Center for Supercomputing Applications | 1205 W Clark St | Owned | Yes | On | No | 01 | 1043 | 251.21 | 100 | NA | NA | XXX03 | Men's Public Restroom | No | PP |  | Y | N | Y | Y | N | Y | Y | N | Y | Y | N | Y | [15 empty] | Aerators 1.0 GPM | 1 | 1 | [11 empty] | 1.6 | 1.6 | 1.6
0564 | National Center for Supercomputing Applications | 1205 W Clark St | Owned | Yes | On | No | 01 | 1048 | 237.66 | 100 | NA | NA | XXX04 | Women's Public Restroom | No | PP |  | Y | N | Y | Y | N | Y | Y | N | Y | Y | N | Y | [15 empty] | 1.0 GPM | [13 empty] | 1.6 | 1.6 | 1.6 | 1.6 | 1.6
0564 | National Center for Supercomputing Applications | 1205 W Clark St | Owned | Yes | On | No | 02 | 2043 | 153.24 | 100 | NA | NA | XXX03 | Men's Public Restroom | No | PP |  | Y | N | Y | Y | N | Y | [21 empty] | 1.0 GPM | 1 | [12 empty] | 1.6 | 1.6
0564 | National Center for Supercomputing Applications | 1205 W Clark St | Owned | Yes | On | No | 02 | 2047 | 205.85 | 100 | NA | NA | XXX04 | Women's Public Restroom | No | PP |  | Y | N | Y | Y | N | Y | Y | N | Y | Y | N | Y | [15 empty] | 1.0 GPM | [13 empty] | 1.6 | 1.6 | 1.6
0564 | National Center for Supercomputing Applications | 1205 W Clark St | Owned | Yes | On | No | 02 | 2047A | 77.36 | 100 | NA | NA | XXX04 | Women's Public Restroom | No | PP |  | Y | N | Y | [24 empty] | 1.0 GPM | [13 empty] | 1.6
0564 | National Center for Supercomputing Applications | 1205 W Clark St | Owned | Yes | On | No | 03 | 3043 | 153.24 | 100 | NA | NA | XXX03 | Men's Public Restroom | No | PP |  | Y | N | Y | Y | N | Y | [21 empty] | 1.0 GPM | 1 | [12 empty] | 1.6 | 1.6
0564 | National Center for Supercomputing Applications | 1205 W Clark St | Owned | Yes | On | No | 03 | 3047 | 205.74 | 100 | NA | NA | XXX04 | Women's Public Restroom | No | PP |  | Y | N | Y | Y | N | Y | Y | N | Y | [18 empty] | 1.0 GPM | [13 empty] | 1.6 | 1.6 | 1.6
0564 | National Center for Supercomputing Applications | 1205 W Clark St | Owned | Yes | On | No | 03 | 3047A | 77.36 | 100 | NA | NA | XXX04 | Women's Public Restroom | No | PP |  | N | N | Y | [24 empty] | 2.2 GPM | [13 empty] | 1.6
0564 | National Center for Supercomputing Applications | 1205 W Clark St | Owned | Yes | On | No | 04 | 4043 | 152.94 | 100 | NA | NA | XXX03 | Men's Public Restroom | No | PP |  | Y | N | Y | Y | N | Y | Y | N | Y | [18 empty] | 1.0 GPM | 1 | [12 empty] | 1.6 | 1.6
0564 | National Center for Supercomputing Applications | 1205 W Clark St | Owned | Yes | On | No | 04 | 4047 | 205.34 | 100 | NA | NA | XXX04 | Women's Public Restroom | No | PP |  | Y | N | Y | Y | N | Y | Y | N | Y | [18 empty] | 1.0 GPM | [13 empty] | 1.6 | 1.6
0564 | National Center for Supercomputing Applications | 1205 W Clark St | Owned | Yes | On | No | 04 | 4043A | 77.21 | 100 | NA | NA | XXX03 | Men's Public Restroom | No | PP |  | Y | N | Y | [24 empty] | 1 | [13 empty] | 1.6
0568 | 1206 W Nevada St | 1206 W Nevada St | Owned | Yes | On | No | 01 | 0104 | 35.67 | 100 | NA | NA | XXX05 | All-Gender Public Restroom | No | PP |  | N | Y | N | [24 empty] | 2.0 GPM | [13 empty] | 1.6
0651 | Human Factors Division | 3 Airport Rd | Owned | No | Off | No | 01 | 0102A | 15.47 | 100 | NA | NA | XXX05 | All-Gender Public Restroom | No | DEPT
0652 | Control Tower | 1 Airport Rd | Owned | No | Off | Yes | 03 | 0310 | 47.5 | 100 | NA | NA | XXX05 | All-Gender Public Restroom | No | DEPT |  | Y | Y | [25 empty] | 1.2 | 0.125 | [12 empty] | 1.6
0652 | Control Tower | 1 Airport Rd | Owned | No | Off | Yes | 04 | 0410 | 92.36 | 100 | NA | NA | XXX05 | All-Gender Public Restroom | No | DEPT |  | Y | Y | [26 empty] | 0.125 | [12 empty] | 1
0656 | Snow Removal Equipment Building | 11 Airport Rd | Owned | No | Off | Yes | 01 | 0107 | 212.03 | 100 | NA | NA | XXX04 | Women's Public Restroom | No | DEPT |  | Y | Y | [25 empty] | .5 GPM | [13 empty] | 3.5
0656 | Snow Removal Equipment Building | 11 Airport Rd | Owned | No | Off | Yes | 01 | 0108 | 270.75 | 100 | NA | NA | XXX03 | Men's Public Restroom | No | DEPT |  | N | Y |  | N | Y | [22 empty] | 1.5 GPM | 1.5 | [12 empty] | 3.5 | 3.5
0657 | Airport Operations Garage | 11 Airport Rd | Owned | No | Off | Yes | 01 | 0020B | 51.18 | 100 | NA | NA | XXX05 | All-Gender Public Restroom | No | DEPT |  | N |  | Y | [24 empty] | Laundry tub-Mop sink | [13 empty] | 1.6 | [12 empty] | Tank type
0658 | Hangar #4 | 22 Airport Rd | Owned | No | Off | Yes | 01 | 0102A | 32 | 100 | NA | NA | XXX05 | All-Gender Public Restroom | No | DEPT |  | N | Y | N | [24 empty] | 1.5 | [13 empty] | 1.6
0663 | Hangar #2 | 7 Airport Rd | Owned | No | Off | Yes | 01 | 0109 | 34 | 100 | NA | NA | XXX04 | Women's Public Restroom | No | DEPT |  | N | Y | N | [24 empty] | 2.2 GPM | 1 | [12 empty] | 1.6
0663 | Hangar #2 | 7 Airport Rd | Owned | No | Off | Yes | 01 | 0110 | 41.56 | 100 | NA | NA | XXX03 | Men's Public Restroom | No | DEPT |  | N | Y | N | [24 empty] | 2.2 GPM | [13 empty] | 1.6
0665 | Quonset #1 | 10 Airport Rd | Owned | No | Off | No | 01 | 1101A | 55.01 | 100 | NA | NA | XXX05 | All-Gender Public Restroom | No | DEPT |  | N | Y | N | [38 empty] | 3 | [12 empty] | Tank type
0668 | Quonset #4 | 3 Airport Rd | Owned | No | Off | No | 01 | 4104 | 78 | 100 | NA | NA | XXX05 | All-Gender Public Restroom | No | DEPT |  | N | N | Y | [24 empty] | Pedestal | [13 empty] | 3+ | 3+
0668 | Quonset #4 | 3 Airport Rd | Owned | No | Off | No | 01 | 4105 | 59.06 | 100 | NA | NA | XXX05 | All-Gender Public Restroom | No | DEPT |  | N |  | Y | [24 empty] | Pedestal | [12 empty] | Spring loaded turn style | 3 | [12 empty] | Tank type
0669 | Quonset #5 | 3 Airport Rd | Owned | No | Off | No | 01 | 0111 | 89.35 | 100 | NA | NA | XXX03 | Men's Public Restroom | No | DEPT | Water 077 Abandone | N | Y | [38 empty] | Spring loaded handle | 1.6 | 3 | [11 empty] | Tank type- both
0669 | Quonset #5 | 3 Airport Rd | Owned | No | Off | No | 01 | 0113 | 111.22 | 100 | NA | NA | XXX04 | Women's Public Restroom | No | DEPT | No key | N | N | Y | [24 empty] | Pedestal | [13 empty] | 3+ | 3+ | [11 empty] | Tank type
0669 | Quonset #5 | 3 Airport Rd | Owned | No | Off | No | 02 | 0207A | 24.94 | 100 | NA | NA | XXX05 | All-Gender Public Restroom | No | DEPT |  | N | Y | [25 empty] | Bar sink | [13 empty] | 3+ | [12 empty] | Tank type
0674 | Flightstar Administration Building | 7 Airport Rd | Owned | No | Off | Yes | 01 | 0103 | 34.21 | 100 | NA | NA | XXX05 | All-Gender Public Restroom | No | DEPT |  | Y | Y | [39 empty] | 3.5 | [12 empty] | Tank type
0674 | Flightstar Administration Building | 7 Airport Rd | Owned | No | Off | Yes | 01 | 0124 | 168.05 | 100 | NA | NA | XXX03 | Men's Public Restroom | No | DEPT |  | N | Y |  | N | Y |  | N | Y | [19 empty] | 2.0 GPM | 1 | 1 | [11 empty] | 1.6 | 1.6
0674 | Flightstar Administration Building | 7 Airport Rd | Owned | No | Off | Yes | 01 | 0126 | 134.9 | 100 | NA | NA | XXX04 | Women's Public Restroom | No | DEPT |  | N | Y |  | N | Y | [36 empty] | 3.5 | 3.5 | 3.5
0674 | Flightstar Administration Building | 7 Airport Rd | Owned | No | Off | Yes | 01 | 0135 | 63.27 | 100 | NA | NA | XXX05 | All-Gender Public Restroom | No | DEPT |  | Y | [26 empty] | 1 Hole faucet 1.2 GPM | [13 empty] | 1.6
0674 | Flightstar Administration Building | 7 Airport Rd | Owned | No | Off | Yes | 01 | 0137 | 63.32 | 100 | NA | NA | XXX11 | Shower Room | No | DEPT |  | Y | [26 empty] | 1 Hole faucet 1.2 GPM | [13 empty] | 1.6
0675 | Commercial Airport Terminal Building | 11 Airport Rd | Owned | No | Off | Yes | 01 | 0111 | 305.12 | 100 | NA | NA | XXX03 | Men's Public Restroom | No | DEPT |  | Y | N | N | Y | N | N | Y | N | N | Y | N | N | Y | N | N | [12 empty] | .5 GPM Bradley | 1 | 1 | 1 | 1 | 1 | 1.5 | 1.5 | 1.5 | [5 empty] | 1.6 | 1.6 | 1.6 | 1.6
0675 | Commercial Airport Terminal Building | 11 Airport Rd | Owned | No | Off | Yes | 01 | 0113 | 288.17 | 100 | NA | NA | XXX04 | Women's Public Restroom | No | DEPT |  | Y | N | N | Y | N | N | Y | N | N | Y | N | N | [15 empty] | .5 GPM Bradley | [13 empty] | 1.6 | 1.6 | 1.6 | 1.6 | 1.6 | 1.6
0675 | Commercial Airport Terminal Building | 11 Airport Rd | Owned | No | Off | Yes | 01 | 0158 | 81 | 100 | NA | NA | XXX03 | Men's Public Restroom | No | DEPT |  | Y | Y | N | [24 empty] | .5 GPM | 1.5 | [12 empty] | 1.6
0675 | Commercial Airport Terminal Building | 11 Airport Rd | Owned | No | Off | Yes | 01 | 0159 | 79.88 | 100 | NA | NA | XXX04 | Women's Public Restroom | No | DEPT |  | Y | Y | N | [24 empty] | .5 GPM | [13 empty] | 1.6 | 1.6
0675 | Commercial Airport Terminal Building | 11 Airport Rd | Owned | No | Off | Yes | 02 | 0203 | 40.62 | 100 | NA | NA | XXX03 | Men's Public Restroom | No | DEPT |  | N | Y | N | [24 empty] | 1.5 GPM | [13 empty] | 1.6
0675 | Commercial Airport Terminal Building | 11 Airport Rd | Owned | No | Off | Yes | 02 | 0204 | 40.9 | 100 | NA | NA | XXX04 | Women's Public Restroom | No | DEPT |  | N | Y | N | [24 empty] | 1.5 GPM | [13 empty] | 1.6
0675 | Commercial Airport Terminal Building | 11 Airport Rd | Owned | No | Off | Yes | 02 | 0225 | 125.52 | 100 | NA | NA | XXX03 | Men's Public Restroom | No | DEPT |  | Y | Y | N | [24 empty] | .5 GPM | 1.5 | [12 empty] | 1.6
0675 | Commercial Airport Terminal Building | 11 Airport Rd | Owned | No | Off | Yes | 02 | 0226 | 138.12 | 100 | NA | NA | XXX04 | Women's Public Restroom | No | DEPT |  | N | Y | N | [24 empty] | 1.5 GPM | [13 empty] | 1.6 | 1.6
0675 | Commercial Airport Terminal Building | 11 Airport Rd | Owned | No | Off | Yes | 02 | 0232 | 201.9 | 100 | NA | NA | XXX03 | Men's Public Restroom | No | DEPT |  | Y | N | N | Y | N | N | Y | N | N | [18 empty] | .5 GPM Bradley | 1.5 | 1.5 | 1.5 | 1.5 | [9 empty] | 1.6 | 1.6
0675 | Commercial Airport Terminal Building | 11 Airport Rd | Owned | No | Off | Yes | 02 | 0236 | 299.92 | 100 | NA | NA | XXX04 | Women's Public Restroom | No | DEPT |  | Y | N | N | Y | N | N | Y | N | N | [18 empty] | .5 GPM Bradley | [13 empty] | 1.6 | 1.6 | 1.6 | 1.6 | 1.6 | 1.6
0676 | Inst of Aviation Admin Building | 1 Airport Rd | Owned | No | Off | No | 01 | 0101 | 171.01 | 100 | NA | NA | XXX03 | Men's Public Restroom | No | DEPT |  | N | N | Y | N | N | Y | N | N | Y | [18 empty] | 2.2 GPM | 1 | 1 | 1 | [10 empty] | 3.5 | 1.6 | 3.5
0676 | Inst of Aviation Admin Building | 1 Airport Rd | Owned | No | Off | No | 01 | 0134 | 70.38 | 100 | NA | NA | XXX04 | Women's Public Restroom | No | DEPT |  | N | Y | N | [24 empty] | 2.2.GPM | 1 | [12 empty] | 3.5
0676 | Inst of Aviation Admin Building | 1 Airport Rd | Owned | No | Off | No | 01 | 0135 | 48.12 | 100 | NA | NA | XXX03 | Men's Public Restroom | No | DEPT |  | N | Y | N | [24 empty] | 2.2.GPM | [13 empty] | 1.6
0676 | Inst of Aviation Admin Building | 1 Airport Rd | Owned | No | Off | No | 01 | 0136 | 72.74 | 100 | NA | NA | XXX03 | Men's Public Restroom | No | DEPT |  | N | Y | N | [24 empty] | 2.2.GPM | [13 empty] | 3.5
0676 | Inst of Aviation Admin Building | 1 Airport Rd | Owned | No | Off | No | 01 | 0137 | 48.12 | 100 | NA | NA | XXX04 | Women's Public Restroom | No | DEPT |  | N | Y | N | [24 empty] | 2.2.GPM | [13 empty] | 1.6
0676 | Inst of Aviation Admin Building | 1 Airport Rd | Owned | No | Off | No | 01 | 0107A | 144.86 | 100 | NA | NA | XXX04 | Women's Public Restroom | No | DEPT |  | N | N | Y | N | N | Y | N | N | Y | [18 empty] | 2.2.GPM | [13 empty] | 1.6 | 1.6 | 1.6
0681 | Hangar #3 | 7 Airport Rd | Owned | No | Off | Yes | 01 | 0110 | 202.26 | 100 | NA | NA | XXX04 | Women's Public Restroom | No | DEPT |  | N | Y |  | N | Y | [22 empty] | 1.5 | [13 empty] | 1.6 | 1.6
0681 | Hangar #3 | 7 Airport Rd | Owned | No | Off | Yes | 01 | 0111 | 313.03 | 100 | NA | NA | XXX03 | Men's Public Restroom | No | DEPT |  | N | Y |  | N | Y | [22 empty] | 1.5 | 1.6 | 1.6 | [11 empty] | 1.6 | 1.6
0682 | Hangar #5 | 7 Airport Rd | Owned | No | Off | Yes | 01 | S0101A | 52 | 100 | NA | NA | XXX05 | All-Gender Public Restroom | No | DEPT |  | N | Y | N | [24 empty] | 2.2 GPM | [13 empty] | 1.6
0685 | Hangar #7 | 24 Airport Rd | Owned | No | Off | Yes | 01 | 0102 | 75.69 | 100 | NA | NA | XXX05 | All-Gender Public Restroom | No | DEPT |  | N | Y | [39 empty] | 3.5
0698 | Parking Booths | 13 Airport Rd | Owned | No | Off | Yes | 01 | 0102 | 48.88 | 100 | Willard Airport Commercial Op | NANA0693 | 31533 | Office Service - Restroom | No | DEPT |  | Y | Y | N | [24 empty] | .5 GPM | [13 empty] | 1.6
0755 | Family Housing Office (1841) | 1841 Orchard Pl | Owned | No | On | Yes | 01 | 0003A | 35.68 | 100 | NA | NA | XXX05 | All-Gender Public Restroom | No | DEPT
0821 | Scale House | 305 Saint Mary's Rd | Owned | Yes | On | No | 01 | 0104 | 89.66 | 100 | NA | NA | XXX03 | Men's Public Restroom | No | PP
0821 | Scale House | 305 Saint Mary's Rd | Owned | Yes | On | No | 01 | 0105 | 75.61 | 100 | NA | NA | XXX04 | Women's Public Restroom | No | PP
0824 | Agronomy South Farms Lab | 1414 Hazelwood Dr | Owned | No | On | No | 01 | 0005A | 20.22 | 100 | NA | NA | XXX05 | All-Gender Public Restroom | No | DEPT |  | N | Y | N | [24 empty] | 2.2 GPM | [13 empty] | 3.5 | [12 empty] | Tank type
0825 | Nursery Building - Swine Res Ctr | 3402 S First St | Owned | Yes | On | No | 01 | 0112 | 25.83 | 100 | NA | NA | XXX05 | All-Gender Public Restroom | No | PP
0831 | Animal Science K40 Facility | 411 Saint Mary's Rd | Owned | Yes | On | No | 01 | 0121A | 13.32 | 100 | NA | NA | XXX05 | All-Gender Public Restroom | No | PP |  | N | Y | N | [24 empty] | No aerator | [13 empty] | 3.5 | [12 empty] | Tank type
0842 | Agronomy Seed House | 1418 Hazelwood Dr | Owned | Yes | On | No | 01 | 0102 | 46.65 | 100 | NA | NA | XXX04 | Women's Public Restroom | No | PP |  | N | Y | N | [24 empty] | 2.2 GPM | [13 empty] | 3.5
0842 | Agronomy Seed House | 1418 Hazelwood Dr | Owned | Yes | On | No | 01 | 0103 | 142.16 | 100 | NA | NA | XXX03 | Men's Public Restroom | No | PP |  | N | Y | N | [24 empty] | 2.0 GPM | 1 | 1 | 1 | 1 | [9 empty] | 3.5 | 3.5
0858 | 1101 St Marys Rd | 1101 St Marys Rd | Owned | Yes | On | No | 02 | 0205 | 66.61 | 100 | NA | NA | XXX05 | All-Gender Public Restroom | No | PP
0884 | Pollinatarium | 606 W Windsor Rd | Owned | No | On | No | 01 | 0103 | 57.75 | 100 | NA | NA | XXX05 | All-Gender Public Restroom | No | DEPT
0885 | Horticulture Field Research Lab | 2302 S Lincoln Ave | Owned | No | On | No | 01 | 0107 | 37.11 | 100 | NA | NA | XXX05 | All-Gender Public Restroom | No | DEPT
0885 | Horticulture Field Research Lab | 2302 S Lincoln Ave | Owned | No | On | No | 01 | 0108 | 38.67 | 100 | NA | NA | XXX05 | All-Gender Public Restroom | No | DEPT
0928 | Shop and Storage Building - LAD | 2301 S Lincoln Ave | Owned | Yes | On | No | 01 | 0101A | 103.55 | 100 | NA | NA | XXX03 | Men's Public Restroom | No | PP
0928 | Shop and Storage Building - LAD | 2301 S Lincoln Ave | Owned | Yes | On | No | 01 | 0101B | 102.67 | 100 | NA | NA | XXX04 | Women's Public Restroom | No | PP
0956 | Northwest Barn - Vet Med - S Race St | 3305 S Race St | Owned | No | On | No | 01 | 0017 | 77.61 | 100 | NA | NA | XXX03 | Men's Public Restroom | No | DEPT
0956 | Northwest Barn - Vet Med - S Race St | 3305 S Race St | Owned | No | On | No | 01 | 0017B | 65.19 | 100 | NA | NA | XXX04 | Women's Public Restroom | No | DEPT
0971 | Structures Physiology Laboratory | 3305 S Race St | Owned | Yes | On | No | 01 | 0108 | 22.5 | 100 | NA | NA | XXX05 | All-Gender Public Restroom | No | PP
0974 | Agricultural and Biological Engineering Storage Building | 3603 S Race St | Owned | No | On | No | 01 | 0101 | 59.61 | 100 | NA | NA | XXX05 | All-Gender Public Restroom | No | DEPT
0974 | Agricultural and Biological Engineering Storage Building | 3603 S Race St | Owned | No | On | No | 01 | 0103 | 104.51 | 100 | NA | NA | XXX05 | All-Gender Public Restroom | No | DEPT
0983 | Animal Science Machine Storage Building | 3603 S Race St | Owned | No | On | No | 01 | 0004 | 64.34 | 100 | NA | NA | XXX05 | All-Gender Public Restroom | No | DEPT
0991 | Soybean Research - Agronomy Farm | 1308 Hazelwood Dr | Owned | No | On | No | 01 | 0170 | 123.8 | 100 | NA | NA | XXX05 | All-Gender Public Restroom | No | DEPT |  | N | Y | N | [24 empty] | 2.0 GPM | [13 empty] | 3.5 | [12 empty] | Tank type
1010 | Vet Res Farm - Service Building | 3305 S Race St | Owned | Yes | On | No | 01 | 0105 | 137.63 | 100 | NA | NA | XXX04 | Women's Public Restroom | No | DEPT |  | N | N | Y | [24 empty] | ? | [13 empty] | 3.5
1010 | Vet Res Farm - Service Building | 3305 S Race St | Owned | Yes | On | No | 01 | 0107 | 137.63 | 100 | NA | NA | XXX03 | Men's Public Restroom | No | DEPT |  | N | N | Y | [24 empty] | ? | [13 empty] | 1.6
1026 | Water Survey Warehouse | 2107 Griffith Dr | Owned | No | On | No | 01 | 0101 | 16.67 | 100 | NA | NA | XXX05 | All-Gender Public Restroom | No | DEPT
1027 | Aeronomy Field Station | 4810 N High Cross Rd | Owned | No | On | No | 01 | 0003 | 55 | 100 | NA | NA | XXX05 | All-Gender Public Restroom | No | DEPT
1028 | Aeronomy Laser - Radar Facility | 4810 N High Cross Rd | Owned | No | Off | No | 01 | 0104 | 48 | 100 | NA | NA | XXX05 | All-Gender Public Restroom | No | DEPT
1030 | Swine Res Ctr - Headquarters Building | 3402 S First St | Owned | Yes | On | No | 01 | 0012 | 205.4 | 100 | NA | NA | XXX03 | Men's Public Restroom | No | DEPT |  | N | N | Y | [24 empty] | ? | [13 empty] | 3.5
1030 | Swine Res Ctr - Headquarters Building | 3402 S First St | Owned | Yes | On | No | 01 | 0014 | 193.7 | 100 | NA | NA | XXX04 | Women's Public Restroom | No | DEPT |  | N | Y | N | [24 empty] | ? | [13 empty] | 1.5
1032 | Swine Res Ctr - Isolation Building | 3402 S First St | Owned | Yes | On | No | 01 | 0014 | 46.13 | 100 | NA | NA | XXX05 | All-Gender Public Restroom | No | DEPT
1048 | Pest Management Laboratory | 1819 S Oak St | Owned | No | On | No | 01 | 0104 | 41.71 | 100 | NA | NA | XXX05 | All-Gender Public Restroom | No | DEPT |  | N | Y | N | [24 empty] | 2.2 GPM | [13 empty] | 3.5
1064 | Swine Isolation Unit | 3402 S First St | Owned | Yes | On | No | 01 | 0102 | 161.25 | 100 | Animal Sciences | KLKL0538 | 57570 | Animal Quarters Service - Restroom | No | DEPT | Not a restroom
1071 | Early Child Development Lab | 1005 W Nevada St | Owned | Yes | On | No | 01 | 0108 | 172.82 | 100 | NA | NA | XXX04 | Women's Public Restroom | No | DEPT |  | N | Y | N | [24 empty] | 2.0 GPM | [13 empty] | 1.6 | 1.6 | 1.6
1071 | Early Child Development Lab | 1005 W Nevada St | Owned | Yes | On | No | 01 | 0110 | 172.82 | 100 | NA | NA | XXX03 | Men's Public Restroom | No | DEPT |  | Y | Y | N | [24 empty] | .5 GPM | 1 | 1 | [11 empty] | 1.6
1071 | Early Child Development Lab | 1005 W Nevada St | Owned | Yes | On | No | 01 | 0135 | 43.89 | 100 | NA | NA | XXX03 | Men's Public Restroom | No | DEPT |  | Y | Y | N | [24 empty] | .5 GPM | [13 empty] | 1.6
1071 | Early Child Development Lab | 1005 W Nevada St | Owned | Yes | On | No | 01 | 0137 | 43.89 | 100 | NA | NA | XXX04 | Women's Public Restroom | No | DEPT |  | Y | Y | N | [24 empty] | .5 GPM | [13 empty] | 1.6
1071 | Early Child Development Lab | 1005 W Nevada St | Owned | Yes | On | No | 02 | 0207 | 42.97 | 100 | NA | NA | XXX03 | Men's Public Restroom | No | DEPT |  | Y | Y | N | [24 empty] | .5 GPM | [13 empty] | 1.6
1071 | Early Child Development Lab | 1005 W Nevada St | Owned | Yes | On | No | 02 | 0209 | 42.97 | 100 | NA | NA | XXX04 | Women's Public Restroom | No | DEPT |  | N | Y | N | [24 empty] | 2.0 GPM | [13 empty] | 1.6
1073 | Forbes Natural History Building | 1816 S Oak St | Owned | Yes | On | No | 01 | 1022 | 181.52 | 100 | NA | NA | XXX03 | Men's Public Restroom | No | DEPT |  | N | Y | N | N | Y | N | N | Y | N | [18 empty] | 2.0 GPM | 1 | [12 empty] | 1.6 | 1.6 | [11 empty] | Tank type toilets
1073 | Forbes Natural History Building | 1816 S Oak St | Owned | Yes | On | No | 01 | 1025 | 181.52 | 100 | NA | NA | XXX04 | Women's Public Restroom | No | DEPT |  | N | Y | N | N | Y | N | N | Y | N | [18 empty] | 2.0 GPM | [13 empty] | 1.6 | 1.6 | 1.6 | [10 empty] | Tank type toilets
1073 | Forbes Natural History Building | 1816 S Oak St | Owned | Yes | On | No | 01 | 1110 | 181.45 | 100 | NA | NA | XXX04 | Women's Public Restroom | No | DEPT |  | N | Y | N | N | Y | N | N | Y | N | [18 empty] | 2.0 GPM | [13 empty] | 1.6 | 1.6 | 1.6 | [10 empty] | Tank type toilets
1073 | Forbes Natural History Building | 1816 S Oak St | Owned | Yes | On | No | 01 | 1113 | 181.45 | 100 | NA | NA | XXX03 | Men's Public Restroom | No | DEPT |  | N | Y | N | N | Y | N | N | Y | N | [18 empty] | 2.0 GPM | 1 | [12 empty] | 1.6 | 1.6 | [11 empty] | Tank type toilet
1073 | Forbes Natural History Building | 1816 S Oak St | Owned | Yes | On | No | 01 | 1009A | 44.46 | 100 | IL Natural History Survey | NPNP1375 | 31533 | Office Service - Restroom | No | DEPT |  | N | Y | N | [24 empty] | 2.0 GPM | [13 empty] | 1.6 | [12 empty] | Tank type toilet
1073 | Forbes Natural History Building | 1816 S Oak St | Owned | Yes | On | No | 02 | 2055 | 184.06 | 100 | NA | NA | XXX03 | Men's Public Restroom | No | DEPT |  | N | Y | N | N | Y | N | N | Y | N | [18 empty] | 2.0 GPM | 1 | [12 empty] | 1.6 | 1.6 | [11 empty] | Tank type toilet
1073 | Forbes Natural History Building | 1816 S Oak St | Owned | Yes | On | No | 02 | 2058 | 184.06 | 100 | NA | NA | XXX04 | Women's Public Restroom | No | DEPT |  | N | Y | N | N | Y | N | N | Y | N | [18 empty] | 2.0 GPM | [13 empty] | 1.6 | 1.6 | 1.6 | [10 empty] | Tank type toilets
1073 | Forbes Natural History Building | 1816 S Oak St | Owned | Yes | On | No | 02 | 2110 | 184.06 | 100 | NA | NA | XXX04 | Women's Public Restroom | No | DEPT |  | N | Y | N | N | Y | N | N | Y | N | [18 empty] | 2.0 GPM | [13 empty] | 1.6 | 1.6 | 1.6 | [10 empty] | Tank type toilets
1073 | Forbes Natural History Building | 1816 S Oak St | Owned | Yes | On | No | 02 | 2113 | 184.06 | 100 | NA | NA | XXX03 | Men's Public Restroom | No | DEPT |  | N | Y | N | N | Y | N | N | Y | N | [18 empty] | 2.0 GPM | 1 | [12 empty] | 1.6 | 1.6 | [11 empty] | Tank type toilets
1074 | Z Building | 1901 S First St | Leased | No | On | No | 01 | 0106 | 180.84 | 100 | Sponsored Programs Admin | NENE0681 | 31533 | Office Service - Restroom | No | DEPT
1074 | Z Building | 1901 S First St | Leased | No | On | No | 01 | 0108 | 180.84 | 100 | Sponsored Programs Admin | NENE0681 | 31533 | Office Service - Restroom | No | DEPT
1079 | Illini Union Warehouse #2 | 509 Hazelwood Dr | Owned | No | On | Yes | 01 | 0104 | 46.67 | 100 | NA | NA | XXX03 | Men's Public Restroom | No | DEPT
1079 | Illini Union Warehouse #2 | 509 Hazelwood Dr | Owned | No | On | Yes | 01 | 0105 | 43.33 | 100 | NA | NA | XXX04 | Women's Public Restroom | No | DEPT
1080 | Carl R. Woese Institute for Genomic Biology | 1206 Gregory Dr | Owned | Yes | On | No | 00 | 0602 | 244.11 | 100 | NA | NA | XXX03 | Men's Public Restroom | No | DEPT |  | N | Y | N | N | Y | N | [21 empty] | ? | 1 | 1 | [11 empty] | 1.6 | 1.6 | 1.6
1080 | Carl R. Woese Institute for Genomic Biology | 1206 Gregory Dr | Owned | Yes | On | No | 00 | 0604 | 244.11 | 100 | NA | NA | XXX04 | Women's Public Restroom | No | DEPT |  | N | Y | N | N | Y | N | [21 empty] | ? | [13 empty] | 1.6 | 1.6 | 1.6 | 1.6 | 1.6
1080 | Carl R. Woese Institute for Genomic Biology | 1206 Gregory Dr | Owned | Yes | On | No | 01 | 1004 | 190.22 | 100 | NA | NA | XXX04 | Women's Public Restroom | No | DEPT |  | Y | Y | N | Y | Y | N | [21 empty] | ? | [13 empty] | 1.6 | 1.6 | 1.6
1080 | Carl R. Woese Institute for Genomic Biology | 1206 Gregory Dr | Owned | Yes | On | No | 01 | 1006 | 190.22 | 100 | NA | NA | XXX03 | Men's Public Restroom | No | DEPT |  | Y | Y | N | Y | Y | N | [21 empty] | ? | 1 | 1 | [11 empty] | 1.6 | 1.6
1080 | Carl R. Woese Institute for Genomic Biology | 1206 Gregory Dr | Owned | Yes | On | No | 01 | 1625 | 44.95 | 100 | NA | NA | XXX04 | Women's Public Restroom | No | DEPT |  | Y | Y | N | [24 empty] | ? | [13 empty] | 1.6
1080 | Carl R. Woese Institute for Genomic Biology | 1206 Gregory Dr | Owned | Yes | On | No | 01 | 1629 | 48.34 | 100 | NA | NA | XXX03 | Men's Public Restroom | No | DEPT |  | Y | Y | N | [24 empty] | ? | [13 empty] | 1.6
1080 | Carl R. Woese Institute for Genomic Biology | 1206 Gregory Dr | Owned | Yes | On | No | 02 | 2004 | 190.22 | 100 | NA | NA | XXX04 | Women's Public Restroom | No | DEPT |  | Y | Y | N | Y | Y | N | [21 empty] | ? | [13 empty] | 1.6 | 1.6 | 1.6
1080 | Carl R. Woese Institute for Genomic Biology | 1206 Gregory Dr | Owned | Yes | On | No | 02 | 2006 | 190.22 | 100 | NA | NA | XXX03 | Men's Public Restroom | No | DEPT |  | N | Y | N | N | Y | N | [21 empty] | ? | 1 | 1 | [11 empty] | 1.6 | 1.6
1080 | Carl R. Woese Institute for Genomic Biology | 1206 Gregory Dr | Owned | Yes | On | No | 02 | 2625 | 53.62 | 100 | NA | NA | XXX04 | Women's Public Restroom | No | DEPT
1080 | Carl R. Woese Institute for Genomic Biology | 1206 Gregory Dr | Owned | Yes | On | No | 02 | 2629 | 55.25 | 100 | NA | NA | XXX03 | Men's Public Restroom | No | DEPT
1080 | Carl R. Woese Institute for Genomic Biology | 1206 Gregory Dr | Owned | Yes | On | No | 02 | 2601C | 51.33 | 100 | Institute for Genomic Biology | NPNP0231 | 91900 | Toilet or Bath | No | DEPT |  | N | N | Y | [24 empty] | 2.0 GPM | [13 empty] | 1.6
1080 | Carl R. Woese Institute for Genomic Biology | 1206 Gregory Dr | Owned | Yes | On | No | 02 | 2636B | 74.58 | 100 | Institute for Genomic Biology | NPNP0231 | 91900 | Toilet or Bath | No | DEPT |  | N | N | Y | [24 empty] | 2.0 GPM | [13 empty] | 1.6
1080 | Carl R. Woese Institute for Genomic Biology | 1206 Gregory Dr | Owned | Yes | On | No | 03 | 3004 | 190.22 | 100 | NA | NA | XXX04 | Women's Public Restroom | No | DEPT |  | Y | Y | N | Y | Y | N | [21 empty] | ? | [13 empty] | 1.6 | 1.6 | 1.6
1080 | Carl R. Woese Institute for Genomic Biology | 1206 Gregory Dr | Owned | Yes | On | No | 03 | 3006 | 190.22 | 100 | NA | NA | XXX03 | Men's Public Restroom | No | DEPT |  | Y | Y | N | Y | Y | N | [21 empty] | ? | 1 | 1 | [11 empty] | 1.6 | 1.6
1093 | Aerodynamics Research Laboratory | 1013 Springfield Ave | Owned | Yes | On | No | 01 | 0105B | 53.72 | 100 | NA | NA | XXX03 | Men's Public Restroom | No | DEPT |  | Y | Y | N | [24 empty] | ? | 3.5 | [11 empty] | ADA | 3.5 | [12 empty] | ADA
1093 | Aerodynamics Research Laboratory | 1013 Springfield Ave | Owned | Yes | On | No | 01 | 0105C | 53.72 | 100 | NA | NA | XXX04 | Women's Public Restroom | No | DEPT |  | Y | Y | N | [24 empty] | ? | [13 empty] | 3.5 | [12 empty] | ADA
1094 | North Campus Parking Deck | 1206 Clark St, 405 N Goodwin Ave, 1201 W Universit | Owned | No | On | Yes | 01 | 1016 | 204.86 | 100 | NA | NA | XXX03 | Men's Public Restroom | No | DEPT |  | Y | Y | N | Y | Y | N | [21 empty] | .5 GPM | 1 | [12 empty] | 1.6 | 1.6
1094 | North Campus Parking Deck | 1206 Clark St, 405 N Goodwin Ave, 1201 W Universit | Owned | No | On | Yes | 01 | 1018 | 207.03 | 100 | NA | NA | XXX04 | Women's Public Restroom | No | DEPT |  | Y | Y | N | Y | Y | N | [21 empty] | .5 GPM | [13 empty] | 1.6 | 1.6 | 1.6
1094 | North Campus Parking Deck | 1206 Clark St, 405 N Goodwin Ave, 1201 W Universit | Owned | No | On | Yes | 01 | 1102 | 72.87 | 100 | NA | NA | XXX05 | All-Gender Public Restroom | No | DEPT |  | N | Y | N | [24 empty] | 2.2 GPM | [13 empty] | 1.6
1094 | North Campus Parking Deck | 1206 Clark St, 405 N Goodwin Ave, 1201 W Universit | Owned | No | On | Yes | 01 | 1108 | 178.65 | 100 | NA | NA | XXX04 | Women's Public Restroom | No | DEPT |  | Y | Y | N | Y | Y | N | [21 empty] | .5 GPM | [13 empty] | 1.6 | 1.6
1094 | North Campus Parking Deck | 1206 Clark St, 405 N Goodwin Ave, 1201 W Universit | Owned | No | On | Yes | 01 | 1110 | 186.55 | 100 | NA | NA | XXX03 | Men's Public Restroom | No | DEPT |  | Y | Y | N | Y | Y | N | [21 empty] | .5 GPM | 1 | [12 empty] | 1.6
1094 | North Campus Parking Deck | 1206 Clark St, 405 N Goodwin Ave, 1201 W Universit | Owned | No | On | Yes | 01 | 1230 | 197.5 | 100 | NA | NA | XXX04 | Women's Public Restroom | No | DEPT |  | Y | N | N | Y | N | N | Y | N | N | [18 empty] | .5GPM single hole faucets, hot water provided by little EEMAX electric heater | [13 empty] | 1.28 | 1.28 | 1.28
1094 | North Campus Parking Deck | 1206 Clark St, 405 N Goodwin Ave, 1201 W Universit | Owned | No | On | Yes | 01 | 1231 | 195.1 | 100 | NA | NA | XXX03 | Men's Public Restroom | No | DEPT |  | Y | N | N | Y | N | N | Y | N | N | [18 empty] | .5GPM single hole faucets, hot water provided by little EEMAX electric heater | 1 | [12 empty] | 1.28 | 1.28
1094 | North Campus Parking Deck | 1206 Clark St, 405 N Goodwin Ave, 1201 W Universit | Owned | No | On | Yes | 01 | 1016A | 27.77 | 100 | NA | NA | XXX03 | Men's Public Restroom | No | DEPT | No fixtures in this room
1095 | Enterprise Works | 60 Hazelwood Dr | Owned | Yes | On | No | 01 | 0132 | 222.2 | 100 | NA | NA | XXX03 | Men's Public Restroom | No | DEPT |  | Y | Y | N | N | Y | N | N | Y | N | N | Y | N | [15 empty] | 1- .5 GPM, 2-4 22 GPM | 1 | 1 | [11 empty] | 1.6 | 1.6
1095 | Enterprise Works | 60 Hazelwood Dr | Owned | Yes | On | No | 01 | 0136A | 222.2 | 100 | NA | NA | XXX04 | Women's Public Restroom | No | DEPT |  | Y | Y | N | Y | Y | N | N | Y | N | N | Y | N | [15 empty] | 2- .5 GPM, 2-2.2 GPM | [13 empty] | 1.6 | 1.6 | 1.6 | 1.6
1095 | Enterprise Works | 60 Hazelwood Dr | Owned | Yes | On | No | 02 | 0232 | 198.73 | 100 | NA | NA | XXX03 | Men's Public Restroom | No | DEPT |  | Y | Y | N | N | Y | N | N | Y | N | [18 empty] | 1- .5 GPM, 2&3- 2.2 GPM | 1 | [12 empty] | 1.6 | 1.6
1095 | Enterprise Works | 60 Hazelwood Dr | Owned | Yes | On | No | 02 | 0236 | 198.76 | 100 | NA | NA | XXX04 | Women's Public Restroom | No | DEPT |  | Y | Y | N | N | Y | N | N | Y | N | [18 empty] | 1- .5GPM, 2&3- 2.2GPM
1095 | Enterprise Works | 60 Hazelwood Dr | Owned | Yes | On | No | 02 | 0240A | 142.64 | 100 | NA | NA | XXX05 | All-Gender Public Restroom | No | DEPT
1096 | Oak Street Library Facility | 809 S Oak St | Owned | Yes | On | No | 01 | 0106 | 136.58 | 100 | NA | NA | XXX04 | Women's Public Restroom | No | DEPT |  | N | Y | N | N | Y | N | [35 empty] | 1.6 | 1.6
1096 | Oak Street Library Facility | 809 S Oak St | Owned | Yes | On | No | 01 | 0109 | 139.59 | 100 | NA | NA | XXX03 | Men's Public Restroom | No | DEPT |  | N | Y | N | N | Y | N | [22 empty] | 1 | [12 empty] | 1.6
1096 | Oak Street Library Facility | 809 S Oak St | Owned | Yes | On | No | 02 | 0207 | 56.28 | 100 | NA | NA | XXX03 | Men's Public Restroom | No | DEPT |  | N | Y | N | [38 empty] | 1.6
1096 | Oak Street Library Facility | 809 S Oak St | Owned | Yes | On | No | 02 | 0209 | 53.63 | 100 | NA | NA | XXX04 | Women's Public Restroom | No | DEPT |  | N | Y | N | [38 empty] | 1.6
1096 | Oak Street Library Facility | 809 S Oak St | Owned | Yes | On | No | 03 | 0300B | 68 | 100 | NA | NA | XXX05 | All-Gender Public Restroom | No | DEPT
1104 | Water Survey Research Center #1 | 2204 Kirk Dr | Owned | Yes | On | No | 01 | 0132 | 90.99 | 100 | NA | NA | XXX03 | Men's Public Restroom | No | DEPT
1104 | Water Survey Research Center #1 | 2204 Kirk Dr | Owned | Yes | On | No | 01 | 0136 | 97.56 | 100 | NA | NA | XXX04 | Women's Public Restroom | No | DEPT
1104 | Water Survey Research Center #1 | 2204 Kirk Dr | Owned | Yes | On | No | 01 | 0157 | 60.66 | 100 | NA | NA | XXX04 | Women's Public Restroom | No | DEPT
1104 | Water Survey Research Center #1 | 2204 Kirk Dr | Owned | Yes | On | No | 01 | 0159 | 65.3 | 100 | NA | NA | XXX03 | Men's Public Restroom | No | DEPT
1107 | Water Survey Research Center #4 | 15 Bailey Dr | Owned | Yes | On | No | 01 | 0406 | 169.45 | 100 | NA | NA | XXX04 | Women's Public Restroom | No | DEPT |  | Y | Y | N | N | Y | N | [21 empty] | 1- .5 GPM, 2- 2.0 GPM | [13 empty] | 3.5 | 3.5
1107 | Water Survey Research Center #4 | 15 Bailey Dr | Owned | Yes | On | No | 01 | 0448 | 179.05 | 100 | NA | NA | XXX03 | Men's Public Restroom | No | DEPT |  | Y | Y | B | B | Y | N | [21 empty] | 1- .5 GPM, 2- 2.0 GPM | 1.6 | 1.6 | 1.6 | [10 empty] | 1.6 | 1.6
1108 | Water Survey Research Center #5 | 35 Bailey Dr | Owned | Yes | On | No | 01 | 0504 | 176.26 | 100 | NA | NA | XXX04 | Women's Public Restroom | No | DEPT
1108 | Water Survey Research Center #5 | 35 Bailey Dr | Owned | Yes | On | No | 01 | 0546 | 171.79 | 100 | NA | NA | XXX03 | Men's Public Restroom | No | DEPT
1109 | Water Survey Research Center #6 | 65 Bailey Dr | Owned | Yes | On | No | 01 | 0606 | 181.97 | 100 | NA | NA | XXX04 | Women's Public Restroom | No | DEPT
1109 | Water Survey Research Center #6 | 65 Bailey Dr | Owned | Yes | On | No | 01 | 0650 | 182.47 | 100 | NA | NA | XXX03 | Men's Public Restroom | No | DEPT
1112 | Water Survey Research Center #9 | 2210 Kirk Dr | Owned | Yes | On | No | 01 | 0900 | 48.5 | 100 | NA | NA | XXX04 | Women's Public Restroom | No | DEPT
1112 | Water Survey Research Center #9 | 2210 Kirk Dr | Owned | Yes | On | No | 01 | 0901 | 23.22 | 100 | NA | NA | XXX03 | Men's Public Restroom | No | DEPT
1114 | 1108 Stoughton St | 1108 Stoughton St | Owned | Yes | On | No | 00 | 0006 | 50.63 | 100 | NA | NA | XXX05 | All-Gender Public Restroom | No | DEPT |  | N | N | N | [24 empty] | Single use faucet 14" apart no aerators | [13 empty] | ? | [12 empty] | WC not hooked up no longer in use no entry door
1114 | 1108 Stoughton St | 1108 Stoughton St | Owned | Yes | On | No | 02 | 2004 | 57.53 | 100 | NA | NA | XXX05 | All-Gender Public Restroom | No | DEPT |  | N | N | N | [24 empty] | Single use faucet 14" apart no aerators | [13 empty] | 1.6 | [12 empty] | Entry door locks
1114 | 1108 Stoughton St | 1108 Stoughton St | Owned | Yes | On | No | 03 | 3004 | 34.92 | 100 | NA | NA | XXX05 | All-Gender Public Restroom | No | DEPT |  | N | N | N | [24 empty] | Single use faucet 14" apart no aerators | [13 empty] | 3.5 | [12 empty] | Entry door locks
1116 | CERL - Main Building 2 | 2902 Newmark Dr | Owned | No | Off | No | 01 | 2108 | 212.77 | 100 | NA | NA | XXX04 | Women's Public Restroom | No | DEPT |  | Y | Y |  | Y | Y | [22 empty] | Lavatories have .5 GPM aerators | [13 empty] | 1.6 | 1.6 | 1.6
1116 | CERL - Main Building 2 | 2902 Newmark Dr | Owned | No | Off | No | 01 | 2111 | 210.71 | 100 | NA | NA | XXX03 | Men's Public Restroom | No | DEPT |  | Y | Y |  | Y | Y |  | Y | Y | [19 empty] | Lavatories have .5 GPM aerators | 0.125 | 0.125 | [11 empty] | 1.6 | 1.6
1116 | CERL - Main Building 2 | 2902 Newmark Dr | Owned | No | Off | No | 01 | 2162 | 193.97 | 100 | NA | NA | XXX11 | Shower Room | No | DEPT
1116 | CERL - Main Building 2 | 2902 Newmark Dr | Owned | No | Off | No | 01 | 2163 | 122.26 | 100 | NA | NA | XXX04 | Women's Public Restroom | No | DEPT |  | Y | Y |  | Y | Y | [36 empty] | 1.6 | 1.6
1117 | CERL - Main Building 3 | 2902 Newmark Dr | Owned | No | Off | No | 01 | 3004 | 286.46 | 100 | NA | NA | XXX04 | Women's Public Restroom | No | DEPT |  | Y | Y |  | Y | Y |  | Y | Y | [33 empty] | 1.6 | 1.6 | 1.6 | 1.6
1117 | CERL - Main Building 3 | 2902 Newmark Dr | Owned | No | Off | No | 01 | 3005 | 287.01 | 100 | NA | NA | XXX03 | Men's Public Restroom | No | DEPT |  | Y | Y |  | Y | Y |  | Y | Y | [20 empty] | 0.125 | 0.125 | [11 empty] | 1.6 | 1.6
1118 | CERL - Tess Building | 2902 Newmark Dr | Owned | No | Off | No | 01 | 4101 | 110.56 | 100 | NA | NA | XXX04 | Women's Public Restroom | No | DEPT |  | N | [26 empty] | Equipped w/ 1.2 GPM aerator | [13 empty] | ? | [12 empty] | Water closet is tank type w/ adjustable float
1118 | CERL - Tess Building | 2902 Newmark Dr | Owned | No | Off | No | 01 | 4102 | 114.21 | 100 | NA | NA | XXX03 | Men's Public Restroom | No | DEPT |  | N | Y | [25 empty] | Equipped w/ 2.2 GPM aerator | 1 | [12 empty] | 1.6
1119 | CERL - Solar House 6 | 2902 Newmark Dr | Owned | No | Off | No | 01 | 6004 | 96 | 100 | NA | NA | XXX05 | All-Gender Public Restroom | No | DEPT |  | N | Y | [25 empty] | Aerator is 2.2 GPM flow | [13 empty] | ? | [12 empty] | WC is tank type style. GPM would be adjustable w/ float
1131 | 201 W Curtis Rd | 201 W Curtis Rd | Leased | No | Off | No | 01 | 0101B | 73.5 | 100 | Technology Services | NTNT0798 | 31533 | Office Service - Restroom | No | DEPT
1133 | Christopher Hall | 904 W Nevada St | Owned | Yes | On | No | 00 | 0004 | 148.43 | 100 | NA | NA | XXX04 | Women's Public Restroom | No | DEPT |  | N | Y | N | N | Y | N | [21 empty] | 2.2 GPM | [13 empty] | 1.6 | 1.6 | 1.6
1133 | Christopher Hall | 904 W Nevada St | Owned | Yes | On | No | 00 | 0006 | 120.15 | 100 | NA | NA | XXX03 | Men's Public Restroom | No | DEPT |  | N | Y | N | N | Y | N | [21 empty] | 2.0 GPM | 1 | [12 empty] | 1.6
1133 | Christopher Hall | 904 W Nevada St | Owned | Yes | On | No | 01 | 1017 | 100.83 | 100 | NA | NA | XXX03 | Men's Public Restroom | No | DEPT | Rm # on written sheet is 1010 | N | Y | N | [24 empty] | 2.0 GPM | 1 | [12 empty] | 1.6
1133 | Christopher Hall | 904 W Nevada St | Owned | Yes | On | No | 01 | 1021 | 111.62 | 100 | NA | NA | XXX04 | Women's Public Restroom | No | DEPT | Rm # on written sheet is 1008 | N | Y | N | [24 empty] | 2.0 GPM | [13 empty] | 1.6 | 1.6
1133 | Christopher Hall | 904 W Nevada St | Owned | Yes | On | No | 02 | 2037 | 100.83 | 100 | NA | NA | XXX03 | Men's Public Restroom | No | DEPT |  | N | Y | N | [24 empty] | 2.0 GPM | 1 | [12 empty] | 1.6
1133 | Christopher Hall | 904 W Nevada St | Owned | Yes | On | No | 02 | 2037A | 111.62 | 100 | NA | NA | XXX04 | Women's Public Restroom | No | DEPT |  | N | Y | N | [24 empty] | 2.0 GPM | [13 empty] | 1.6
1139 | Water Survey Shop & Equip. Building #11 | 2208 Griffith Dr | Owned | Yes | On | No | 01 | 1108 | 230.73 | 100 | NA | NA | XXX04 | Women's Public Restroom | No | DEPT
1139 | Water Survey Shop & Equip. Building #11 | 2208 Griffith Dr | Owned | Yes | On | No | 01 | 1110 | 228.57 | 100 | NA | NA | XXX03 | Men's Public Restroom | No | DEPT
1140 | Gregory Place I | 701 S Gregory St | Leased | No | On | No | 01 | 0008 | 40.5 | 100 | Minority Student Affairs | NJNJ0743 | 31533 | Office Service - Restroom | No | DEPT |  | N | Y | N | [24 empty] | 2.2 GPM | 1 | [12 empty] | 1.6
1140 | Gregory Place I | 701 S Gregory St | Leased | No | On | No | 01 | 0009 | 40.5 | 100 | Minority Student Affairs | NJNJ0743 | 31533 | Office Service - Restroom | No | DEPT |  | N | Y | N | [24 empty] | 2.2 GPM | [13 empty] | 1.6
1140 | Gregory Place I | 701 S Gregory St | Leased | No | On | No | 01 | 0021 | 40.76 | 100 | Minority Student Affairs | NJNJ0743 | 31533 | Office Service - Restroom | No | DEPT |  | N | Y | N | [24 empty] | 2.2 GPM | 1 | [12 empty] | 1.6
1140 | Gregory Place I | 701 S Gregory St | Leased | No | On | No | 01 | 0023 | 41.53 | 100 | Minority Student Affairs | NJNJ0743 | 31533 | Office Service - Restroom | No | DEPT |  | N | Y | N | [24 empty] | 2.2 GPM | [13 empty] | 1.6
1145 | Asian American House | 1210 W Nevada St | Owned | Yes | On | No | 01 | 1024 | 116.12 | 100 | NA | NA | XXX04 | Women's Public Restroom | No | DEPT |  | N | Y | N | N | Y | N | [21 empty] | 2.0 GPM | [13 empty] | 1.6 | 1.6
1145 | Asian American House | 1210 W Nevada St | Owned | Yes | On | No | 01 | 1026 | 114.47 | 100 | NA | NA | XXX03 | Men's Public Restroom | No | DEPT |  | N | Y | N | N | Y | N | [21 empty] | 2.0 GPM | 1.6 | [12 empty] | 1.6
1146 | S. Farms - Beef Cattle & Sheep Field Lab | 4900 S Race St | Owned | No | On | No | 01 | 1002A | 332.99 | 100 | NA | NA | XXX03 | Men's Public Restroom | No | DEPT
1146 | S. Farms - Beef Cattle & Sheep Field Lab | 4900 S Race St | Owned | No | On | No | 01 | 1008A | 331.59 | 100 | NA | NA | XXX04 | Women's Public Restroom | No | DEPT
1164 | S. Farms - Metabolism | 4900 S Race St | Owned | No | On | No | 01 | 0102A | 48.71 | 100 | NA | NA | XXX05 | All-Gender Public Restroom | No | DEPT
1165 | Bee Research Facility | 3515 S Lincoln Ave | Owned | No | On | No | 01 | 1006 | 111.94 | 100 | NA | NA | XXX05 | All-Gender Public Restroom | No | DEPT
1187 | Indoor Golf Facility | 1415 St Marys Rd | Owned | No | On | Yes | 01 | 1009 | 46.89 | 100 | NA | NA | XXX05 | All-Gender Public Restroom | No | DEPT |  | N | Y | N | [24 empty] | 2.0 GPM | [13 empty] | 1.6
1187 | Indoor Golf Facility | 1415 St Marys Rd | Owned | No | On | Yes | 01 | 1010 | 47.27 | 100 | NA | NA | XXX03 | Men's Public Restroom | No | DEPT |  | N | Y | N | [24 empty] | 2.0 GPM | [13 empty] | 1.6
1187 | Indoor Golf Facility | 1415 St Marys Rd | Owned | No | On | Yes | 01 | 1014 | 70.13 | 100 | Intercollegiate Athletics | NUNU0336 | 52570 | Athletic_Physical Education Service - Restroom | No | DEPT |  | N | Y | N | [24 empty] | 2.0 GPM | [13 empty] | 1.6 | 1.6
1187 | Indoor Golf Facility | 1415 St Marys Rd | Owned | No | On | Yes | 01 | 1016 | 69.49 | 100 | Intercollegiate Athletics | NUNU0336 | 52570 | Athletic_Physical Education Service - Restroom | No | DEPT |  | N | Y | N | [24 empty] | 2.0 GPM | 1 | [12 empty] | 1.6
1187 | Indoor Golf Facility | 1415 St Marys Rd | Owned | No | On | Yes | 01 | 1014A | 217.25 | 100 | Intercollegiate Athletics | NUNU0336 | 52505 | Athletic_Physical Education Service - Locker Room | No | DEPT | Locker room, not a restroom
1187 | Indoor Golf Facility | 1415 St Marys Rd | Owned | No | On | Yes | 01 | 1014B | 92.11 | 100 | Intercollegiate Athletics | NUNU0336 | 52570 | Athletic_Physical Education Service - Restroom | No | DEPT | Locker room, not a restroom
1187 | Indoor Golf Facility | 1415 St Marys Rd | Owned | No | On | Yes | 01 | 1016A | 227.63 | 100 | Intercollegiate Athletics | NUNU0336 | 52505 | Athletic_Physical Education Service - Locker Room | No | DEPT | Locker room, not a restroom
1187 | Indoor Golf Facility | 1415 St Marys Rd | Owned | No | On | Yes | 01 | 1016B | 95.9 | 100 | NA | NA | XXX03 | Men's Public Restroom | No | DEPT | Locker room, not a restroom
1191 | Flightstar Hangar #8 | 7 Airport Rd | Owned | No | Off | Yes | 01 | 1102 | 155.15 | 100 | NA | NA | XXX04 | Women's Public Restroom | No | DEPT |  | N | Y | N | [38 empty] | 1.6
1191 | Flightstar Hangar #8 | 7 Airport Rd | Owned | No | Off | Yes | 01 | 1104 | 230.78 | 100 | NA | NA | XXX03 | Men's Public Restroom | No | DEPT |  | N | Y | N | [24 empty] | 1.5 GPM | 1 | 1 | [11 empty] | 1.6
1191 | Flightstar Hangar #8 | 7 Airport Rd | Owned | No | Off | Yes | 01 | 1107 | 49.31 | 100 | NA | NA | XXX03 | Men's Public Restroom | No | DEPT |  | N | Y | N | [24 empty] | 1.5 GPM | [13 empty] | 1.6
1191 | Flightstar Hangar #8 | 7 Airport Rd | Owned | No | Off | Yes | 01 | 1109 | 49.31 | 100 | NA | NA | XXX04 | Women's Public Restroom | No | DEPT |  | N | Y | N | [24 empty] | 1.5 GPM | [13 empty] | 1.6
1206 | Business Instructional Facility | 515 Gregory Dr | Owned | Yes | On | No | 01 | 1005 | 567.66 | 100 | NA | NA | XXX04 | Women's Public Restroom | No | DEPT |  | Y | Y | N | Y | Y | N | Y | Y | N | Y | Y | N | Y | Y | N | Y | Y | N | Y | Y | N | Y | Y | N | Y | Y | N | .5 GPM | [13 empty] | 1.6 | 1.6 | 1.6 | 1.6 | 1.6 | 1.6 | 1.6 | 1.6 | 1.6 | 1.6
1206 | Business Instructional Facility | 515 Gregory Dr | Owned | Yes | On | No | 01 | 1007 | 354.82 | 100 | NA | NA | XXX03 | Men's Public Restroom | No | DEPT |  | Y | Y | N | Y | Y | N | Y | Y | N | Y | Y | N | [15 empty] | .5 GPM | 1 | 1 | 1 | 1 | [9 empty] | 1.6 | 1.6 | 1.6 | 1.6
1206 | Business Instructional Facility | 515 Gregory Dr | Owned | Yes | On | No | 01 | 1047 | 221.47 | 100 | NA | NA | XXX03 | Men's Public Restroom | No | DEPT |  | Y | Y | N | Y | Y | N | [21 empty] | .5 GPM | 1 | [12 empty] | 1.6 | 1.6
1206 | Business Instructional Facility | 515 Gregory Dr | Owned | Yes | On | No | 01 | 1051 | 363.84 | 100 | NA | NA | XXX04 | Women's Public Restroom | No | DEPT |  | Y | Y | N | Y | Y | N | Y | Y | N | Y | Y | N | [15 empty] | .5 GPM | [13 empty] | 1.6 | 1.6 | 1.6 | 1.6 | 1.6 | 1.6 | 1.6
1206 | Business Instructional Facility | 515 Gregory Dr | Owned | Yes | On | No | 02 | 2010 | 219.61 | 100 | NA | NA | XXX03 | Men's Public Restroom | No | DEPT |  | Y | Y | N | Y | Y | N | [21 empty] | .5 GPM | 1 | [12 empty] | 1.6 | 1.6
1206 | Business Instructional Facility | 515 Gregory Dr | Owned | Yes | On | No | 02 | 2013 | 265.75 | 100 | NA | NA | XXX04 | Women's Public Restroom | No | DEPT |  | Y | Y | N | Y | Y | N | Y | Y | N | Y | Y | N | [15 empty] | .5 GPM | [13 empty] | 1.6 | 1.6 | 1.6 | 1.6 | 1.6 | 1.6
1206 | Business Instructional Facility | 515 Gregory Dr | Owned | Yes | On | No | 02 | 2051 | 200.53 | 100 | NA | NA | XXX03 | Men's Public Restroom | No | DEPT |  | Y | Y | N | Y | Y | N | Y | Y | N | [18 empty] | .5 GPM | 1 | 1 | [11 empty] | 1.6 | 1.6
1206 | Business Instructional Facility | 515 Gregory Dr | Owned | Yes | On | No | 02 | 2053 | 308.55 | 100 | NA | NA | XXX04 | Women's Public Restroom | No | DEPT |  | Y | Y | N | Y | Y | N | Y | Y | N | [18 empty] | .5 GPM | [13 empty] | 1.6 | 1.6 | 1.6 | 1.6 | 1.6 | 1.6 | 1.6
1206 | Business Instructional Facility | 515 Gregory Dr | Owned | Yes | On | No | 03 | 3010 | 194.01 | 100 | NA | NA | XXX03 | Men's Public Restroom | No | DEPT |  | Y | Y | N | Y | Y | N | [21 empty] | .5 GPM | 1 | [12 empty] | 1.6 | 1.6
1206 | Business Instructional Facility | 515 Gregory Dr | Owned | Yes | On | No | 03 | 3013 | 275.06 | 100 | NA | NA | XXX04 | Women's Public Restroom | No | DEPT |  | Y | Y | N | Y | Y | N | Y | Y | N | Y | Y | N | [15 empty] | .5 GPM | [13 empty] | 1.6 | 1.6 | 1.6 | 1.6 | 1.6 | 1.6
1206 | Business Instructional Facility | 515 Gregory Dr | Owned | Yes | On | No | 03 | 3051 | 200.52 | 100 | NA | NA | XXX03 | Men's Public Restroom | No | DEPT |  | Y | Y | N | Y | Y | N | Y | Y | N | [18 empty] | .5 GPM | 1 | 1 | [11 empty] | 1.6 | 1.6
1206 | Business Instructional Facility | 515 Gregory Dr | Owned | Yes | On | No | 03 | 3053 | 302.73 | 100 | NA | NA | XXX04 | Women's Public Restroom | No | DEPT |  | Y | Y | N | Y | Y | N | Y | Y | N | [18 empty] | .5 GPM | [13 empty] | 1.6 | 1.6 | 1.6 | 1.6 | 1.6 | 1.6 | 1.6
1206 | Business Instructional Facility | 515 Gregory Dr | Owned | Yes | On | No | 04 | 4023 | 121.69 | 100 | NA | NA | XXX04 | Women's Public Restroom | No | DEPT |  | Y | Y | N | [24 empty] | .5 GPM | [13 empty] | 1.6 | 1.6
1206 | Business Instructional Facility | 515 Gregory Dr | Owned | Yes | On | No | 04 | 4025 | 111.92 | 100 | NA | NA | XXX03 | Men's Public Restroom | No | DEPT |  | Y | Y | N | [24 empty] | .5 GPM | 1 | [12 empty] | 1.6
1207 | 528 E Green St | 528 E Green St | Leased | No | On | No | 02 | 0232 | 39.11 | 100 | Office of Corporate Relations | NENE0658 | 31533 | Office Service - Restroom | No | DEPT
1207 | 528 E Green St | 528 E Green St | Leased | No | On | No | 02 | 0234 | 39.11 | 100 | Office of Corporate Relations | NENE0658 | 31533 | Office Service - Restroom | No | DEPT
1209 | Engineering Student Project Laboratory | 1015 Springfield Ave | Owned | No | On | No | 01 | 115 | 98.01 | 100 | NA | NA | XXX04 | Women's Public Restroom | No | DEPT |  | Y | Y | N | [24 empty] | ? | [13 empty] | 3.5 | 3.5 | [11 empty] | ADA
1209 | Engineering Student Project Laboratory | 1015 Springfield Ave | Owned | No | On | No | 01 | 116 | 94.96 | 100 | NA | NA | XXX03 | Men's Public Restroom | No | DEPT |  | Y | Y | N | [24 empty] | ? | 3.5 | [11 empty] | ADA | 3.5 | [12 empty] | ADA
1214 | Conference Center | 111 Saint Mary's Rd | Owned | No | On | No | 01 | 1022 | 265.07 | 100 | NA | NA | XXX03 | Men's Public Restroom | No | DEPT |  | N | Y | N | N | Y | N | N | Y | N | N | Y | N | [15 empty] | 2.0 GPM | 1 | 1 | 1 | 1 | [9 empty] | 1.6 | 1.6 | 1.6 | 1.6
1214 | Conference Center | 111 Saint Mary's Rd | Owned | No | On | No | 01 | 1026 | 281.69 | 100 | NA | NA | XXX04 | Women's Public Restroom | No | DEPT |  | N | Y | N | N | Y | N | N | Y | N | N | Y | N | [29 empty] | 1.6 | 1.6 | 1.6 | 1.6 | 1.6 | 1.6 | 1.6
1214 | Conference Center | 111 Saint Mary's Rd | Owned | No | On | No | 01 | 1052 | 278.97 | 100 | NA | NA | XXX04 | Women's Public Restroom | No | DEPT |  | N | Y | N | N | Y | N | N | Y | N | N | Y | N | [29 empty] | 1.6 | 1.6 | 1.6 | 1.6 | 1.6 | 1.6 | 1.6
1214 | Conference Center | 111 Saint Mary's Rd | Owned | No | On | No | 01 | 1056 | 244.12 | 100 | NA | NA | XXX03 | Men's Public Restroom | No | DEPT |  | N | Y | N | N | Y | N | N | Y | N | N | Y | N | [15 empty] | 2.0 GPM | 1 | 1 | 1 | [10 empty] | 1.6 | 1.6 | 1.6
1216 | Poultry Cage House #3 | 4513 S Race St | Owned | No | On | No | 01 | 3105 | 38.5 | 100 | NA | NA | XXX05 | All-Gender Public Restroom | No | DEPT
1217 | Ashton Woods Apartments Office | 2221 S First St | Owned | No | On | Yes | 01 | 0105 | 41.11 | 100 | NA | NA | XXX05 | All-Gender Public Restroom | No | DEPT
1233 | Integrated Bioprocessing Research Laboratory | 1300 W Pennsylvania Ave | Owned | Yes | On | No | 00 | 0008 | 176.8 | 100 | NA | NA | XXX04 | Women's Public Restroom | No | DEPT |  | N | Y | N | [24 empty] | 2.0 GPM | [13 empty] | 1.6
1233 | Integrated Bioprocessing Research Laboratory | 1300 W Pennsylvania Ave | Owned | Yes | On | No | 00 | 0012 | 146.41 | 100 | NA | NA | XXX03 | Men's Public Restroom | No | DEPT |  | N | Y | N | [24 empty] | 2.0 GPM | [13 empty] | 1.6
1233 | Integrated Bioprocessing Research Laboratory | 1300 W Pennsylvania Ave | Owned | Yes | On | No | 01 | 1020 | 51.28 | 100 | NA | NA | XXX03 | Men's Public Restroom | No | DEPT |  | N | Y | N | [24 empty] | 2.0 GPM | [13 empty] | 1.6
1233 | Integrated Bioprocessing Research Laboratory | 1300 W Pennsylvania Ave | Owned | Yes | On | No | 01 | 1022 | 49.87 | 100 | NA | NA | XXX04 | Women's Public Restroom | No | DEPT |  | N | Y | N | [38 empty] | 1.6
1233 | Integrated Bioprocessing Research Laboratory | 1300 W Pennsylvania Ave | Owned | Yes | On | No | 01 | 1034 | 60.3 | 100 | NA | NA | XXX05 | All-Gender Public Restroom | No | DEPT |  | N | Y | N | [24 empty] | 2.0 GPM | [13 empty] | 1.6
1233 | Integrated Bioprocessing Research Laboratory | 1300 W Pennsylvania Ave | Owned | Yes | On | No | 02 | 2020 | 51.77 | 100 | NA | NA | XXX03 | Men's Public Restroom | No | DEPT |  | N | Y | N | [24 empty] | 2.0 GPM | [13 empty] | 1.6
1233 | Integrated Bioprocessing Research Laboratory | 1300 W Pennsylvania Ave | Owned | Yes | On | No | 02 | 2022 | 53.53 | 100 | NA | NA | XXX04 | Women's Public Restroom | No | DEPT |  | N | Y | N | [24 empty] | 2.0 GPM | [13 empty] | 1.6
1233 | Integrated Bioprocessing Research Laboratory | 1300 W Pennsylvania Ave | Owned | Yes | On | No | 02 | 2061 | 107.8 | 100 | NA | NA | XXX03 | Men's Public Restroom | No | DEPT |  | N | Y | N | [24 empty] | .125 GPM | [13 empty] | 1.6
1233 | Integrated Bioprocessing Research Laboratory | 1300 W Pennsylvania Ave | Owned | Yes | On | No | 02 | 2062 | 121.59 | 100 | NA | NA | XXX04 | Women's Public Restroom | No | DEPT |  | N | Y | N | [24 empty] | 2.0 GPM | [13 empty] | 1
1238 | Poultry Rooster House | 4513 S Race St | Owned | No | On | No | 01 | 6101 | 711.98 | 100 | Animal Sciences | KLKL0538 | 91900 | Toilet or Bath | No | DEPT |  | N | N | N | [24 empty] | 1 hole | [13 empty] | 1.6
1240 | Airport Hangar #9 | 7 Airport Rd | Owned | No | Off | Yes | 01 | 0102 | 144.79 | 100 | NA | NA | XXX04 | Women's Public Restroom | No | DEPT |  | N | Y | N | N | Y | N | [35 empty] | 1.6 | 1.6
1240 | Airport Hangar #9 | 7 Airport Rd | Owned | No | Off | Yes | 01 | 0103 | 127.81 | 100 | NA | NA | XXX03 | Men's Public Restroom | No | DEPT |  | N | Y | N | N | Y | N | [21 empty] | 1.5 GPM | 1 | [12 empty] | 1.6
1241 | Gregory Place II | 700 S Gregory St, 1010 W Nevada St | Leased | Split | On | No | 02 | 2004 | 94.46 | 100 | School of Social Work | LLLL0783 | 11503 | Classroom Service - Restroom | No | DEPT |  | N | Y | N | [24 empty] | 2.2 GPM | 1 | [12 empty] | 1.6
1241 | Gregory Place II | 700 S Gregory St, 1010 W Nevada St | Leased | Split | On | No | 02 | 2006 | 179.18 | 100 | School of Social Work | LLLL0783 | 11503 | Classroom Service - Restroom | No | DEPT |  | N | Y | N | N | Y | N | [21 empty] | 2.2 GPM | [13 empty] | 1.6 | 1.6 | 1.6 | 1.6
1241 | Gregory Place II | 700 S Gregory St, 1010 W Nevada St | Leased | Split | On | No | 02 | 2007 | 51.93 | 100 | School of Social Work | LLLL0783 | 11503 | Classroom Service - Restroom | No | DEPT |  | N | N | N | [24 empty] | 1 hole, 2.2 GPM | [13 empty] | 1.28
1241 | Gregory Place II | 700 S Gregory St, 1010 W Nevada St | Leased | Split | On | No | 02 | 2069 | 224.22 | 100 | School of Social Work | LLLL0783 | 11503 | Classroom Service - Restroom | No | DEPT |  | Y | Y | N | Y | Y | N | [21 empty] | .5 GPM | [13 empty] | 1.6 | 1.6 | 1.6 | 1.6
1241 | Gregory Place II | 700 S Gregory St, 1010 W Nevada St | Leased | Split | On | No | 02 | 2132 | 166.09 | 100 | School of Social Work | LLLL0783 | 11503 | Classroom Service - Restroom | No | DEPT |  | Y | Y | N | Y | Y | N | [21 empty] | .5 GPM | 1 | 1 | 1 | 1 | [9 empty] | 1.6
1241 | Gregory Place II | 700 S Gregory St, 1010 W Nevada St | Leased | Split | On | No | 02 | 2134 | 149.62 | 100 | School of Social Work | LLLL0783 | 11503 | Classroom Service - Restroom | No | DEPT |  | Y | Y | N | Y | Y | N | [21 empty] | .5 GPM | [13 empty] | 1.6 | 1.6 | 1.6
1241 | Gregory Place II | 700 S Gregory St, 1010 W Nevada St | Leased | Split | On | No | 02 | 2002M | 51.19 | 100 | School of Social Work | LLLL0783 | 31533 | Office Service - Restroom | No | DEPT |  | N | Y | N | [24 empty] | 2.2 GPM | 1 | [12 empty] | 1.6
1241 | Gregory Place II | 700 S Gregory St, 1010 W Nevada St | Leased | Split | On | No | 02 | 2080R | 50.9 | 100 | School of Social Work | LLLL0783 | 31533 | Office Service - Restroom | No | DEPT |  | Y | Y | N | [24 empty] | .5 GPM | 1 | [12 empty] | 1.6
1244 | National Petascale Computing Facility | 1725 S Oak St | Owned | No | On | No | 02 | 2001B | 62.23 | 100 | NA | NA | XXX05 | All-Gender Public Restroom | No | DEPT |  | N | Y | N | [24 empty] | 2.2 GPM | [13 empty] | 1.6
1244 | National Petascale Computing Facility | 1725 S Oak St | Owned | No | On | No | 02 | 2088A | 187.78 | 100 | Supercomputing Applications | NPNP0320 | 31533 | Office Service - Restroom | No | DEPT |  | N | N | Y | N | N | Y | [21 empty] | 2.0 GPM | 0.125 | [12 empty] | 1.28
1244 | National Petascale Computing Facility | 1725 S Oak St | Owned | No | On | No | 02 | 2088B | 187.36 | 100 | Supercomputing Applications | NPNP0320 | 31533 | Office Service - Restroom | No | DEPT |  | N | N | Y | N | N | Y | [35 empty] | 1.28
1247 | Student Dining and Residential Programs Building | 301 Gregory Dr | Owned | No | On | Yes | 00 | 0069 | 256.81 | 100 | NA | NA | XXX03 | Men's Public Restroom | No | DEPT
1247 | Student Dining and Residential Programs Building | 301 Gregory Dr | Owned | No | On | Yes | 00 | 0071 | 217.51 | 100 | NA | NA | XXX04 | Women's Public Restroom | No | DEPT
1247 | Student Dining and Residential Programs Building | 301 Gregory Dr | Owned | No | On | Yes | 01 | 1013 | 314.97 | 100 | NA | NA | XXX03 | Men's Public Restroom | No | DEPT
1247 | Student Dining and Residential Programs Building | 301 Gregory Dr | Owned | No | On | Yes | 01 | 1015 | 311.34 | 100 | NA | NA | XXX04 | Women's Public Restroom | No | DEPT
1247 | Student Dining and Residential Programs Building | 301 Gregory Dr | Owned | No | On | Yes | 02 | 2013 | 316.32 | 100 | NA | NA | XXX03 | Men's Public Restroom | No | DEPT
1247 | Student Dining and Residential Programs Building | 301 Gregory Dr | Owned | No | On | Yes | 02 | 2015 | 312.61 | 100 | NA | NA | XXX04 | Women's Public Restroom | No | DEPT
1248 | Ikenberry Commons - Timothy J. Nugent Hall | 207 Gregory Dr | Owned | No | On | Yes | 04 | 4002 | 205.78 | 100 | NA | NA | XXX04 | Women's Public Restroom | No | DEPT
1248 | Ikenberry Commons - Timothy J. Nugent Hall | 207 Gregory Dr | Owned | No | On | Yes | 04 | 4010 | 210.51 | 100 | NA | NA | XXX03 | Men's Public Restroom | No | DEPT
1248 | Ikenberry Commons - Timothy J. Nugent Hall | 207 Gregory Dr | Owned | No | On | Yes | 04 | 4024 | 210.51 | 100 | NA | NA | XXX04 | Women's Public Restroom | No | DEPT
1248 | Ikenberry Commons - Timothy J. Nugent Hall | 207 Gregory Dr | Owned | No | On | Yes | 04 | 4034 | 205.74 | 100 | NA | NA | XXX03 | Men's Public Restroom | No | DEPT
1249 | Ikenberry Commons - Wassaja Hall | 1202 S First St | Owned | No | On | Yes | 00 | 0007 | 69.38 | 100 | NA | NA | XXX05 | All-Gender Public Restroom | No | DEPT
1249 | Ikenberry Commons - Wassaja Hall | 1202 S First St | Owned | No | On | Yes | 00 | 0009 | 69.37 | 100 | NA | NA | XXX05 | All-Gender Public Restroom | No | DEPT
1249 | Ikenberry Commons - Wassaja Hall | 1202 S First St | Owned | No | On | Yes | 01 | 1132 | 150.12 | 100 | NA | NA | XXX03 | Men's Public Restroom | No | DEPT
1249 | Ikenberry Commons - Wassaja Hall | 1202 S First St | Owned | No | On | Yes | 01 | 1134 | 47.94 | 100 | NA | NA | XXX05 | All-Gender Public Restroom | No | DEPT
1249 | Ikenberry Commons - Wassaja Hall | 1202 S First St | Owned | No | On | Yes | 01 | 1136 | 171.1 | 100 | NA | NA | XXX04 | Women's Public Restroom | No | DEPT
1252 | Ikenberry Commons - Bousfield Hall | 1214 S First St | Owned | No | On | Yes | 00 | 0112 | 69.7 | 100 | NA | NA | XXX05 | All-Gender Public Restroom | No | DEPT
1252 | Ikenberry Commons - Bousfield Hall | 1214 S First St | Owned | No | On | Yes | 00 | 0113 | 71.3 | 100 | NA | NA | XXX05 | All-Gender Public Restroom | No | DEPT
1252 | Ikenberry Commons - Bousfield Hall | 1214 S First St | Owned | No | On | Yes | 01 | 1037 | 160.98 | 100 | NA | NA | XXX03 | Men's Public Restroom | No | DEPT
1252 | Ikenberry Commons - Bousfield Hall | 1214 S First St | Owned | No | On | Yes | 01 | 1039 | 151.71 | 100 | NA | NA | XXX04 | Women's Public Restroom | No | DEPT
1252 | Ikenberry Commons - Bousfield Hall | 1214 S First St | Owned | No | On | Yes | 01 | 1041 | 56.76 | 100 | NA | NA | XXX05 | All-Gender Public Restroom | No | DEPT
1258 | Fruit Research Farm - Admin. Building | 2711 S Race St | Owned | No | On | No | 01 | 1012 | 197.53 | 100 | NA | NA | XXX04 | Women's Public Restroom | No | DEPT |  | Y | N | N | [24 empty] | Single hole | 1 | [12 empty] | 1.5
1258 | Fruit Research Farm - Admin. Building | 2711 S Race St | Owned | No | On | No | 01 | 1013 | 197.53 | 100 | NA | NA | XXX03 | Men's Public Restroom | No | DEPT |  | Y | N | N | Y | N | N | [21 empty] | Single hole | [13 empty] | 1.6 | 1.6
1261 | FSI - Learning Resource Research Center | 25 Gerty Dr | Owned | No | On | No | 00 | 0001 | 226.19 | 100 | NA | NA | XXX04 | Women's Public Restroom | No | DEPT
1261 | FSI - Learning Resource Research Center | 25 Gerty Dr | Owned | No | On | No | 00 | 0003 | 200.77 | 100 | NA | NA | XXX03 | Men's Public Restroom | No | DEPT
1261 | FSI - Learning Resource Research Center | 25 Gerty Dr | Owned | No | On | No | 01 | 1008 | 242.33 | 100 | NA | NA | XXX03 | Men's Public Restroom | No | DEPT
1261 | FSI - Learning Resource Research Center | 25 Gerty Dr | Owned | No | On | No | 01 | 1010A | 157.79 | 100 | NA | NA | XXX04 | Women's Public Restroom | No | DEPT
1262 | 507 E Green St | 507 E Green St | Leased | No | On | No | 03 | 0306 | 32.7 | 25 | Creative Services | NHNH0645 | 31533 | Office Service - Restroom | Shared | DEPT |  | N | Y | N | N | Y | N | [21 empty] | ? | [13 empty] | 1.6 | 1.6 | [11 empty] | Tank
1262 | 507 E Green St | 507 E Green St | Leased | No | On | No | 03 | 0307 | 31.98 | 25 | Public Affairs | NHNH0243 | 31533 | Office Service - Restroom | Shared | DEPT |  | N | Y | N | N | Y | N | [21 empty] | ? | 1 | [12 empty] | 1.6 | [12 empty] | Tank
1262 | 507 E Green St | 507 E Green St | Leased | No | On | No | 04 | 0456 | 43.6 | 33.33 | Public Affairs | NHNH0243 | 31533 | Office Service - Restroom | Shared | DEPT |  | N | Y | N | N | Y | N | [21 empty] | ? | [13 empty] | 1.6 | 1.6 | [11 empty] | Tank
1262 | 507 E Green St | 507 E Green St | Leased | No | On | No | 04 | 0457 | 42.64 | 33.33 | Public Affairs | NHNH0243 | 31533 | Office Service - Restroom | Shared | DEPT |  | N | Y | N | N | Y | N | [21 empty] | ? | 1 | [12 empty] | 1.6 | [12 empty] | Tank
1262 | 507 E Green St | 507 E Green St | Leased | No | On | No | 05 | 0506 | 131.05 | 100 | OBFS - Business Sol & Supp Ops | AFAF0204 | 31533 | Office Service - Restroom | No | DEPT |  | N | Y | N | N | Y | N | [35 empty] | 1.6 | 1.6 | [11 empty] | Tank
1262 | 507 E Green St | 507 E Green St | Leased | No | On | No | 05 | 0507 | 127.93 | 100 | OBFS - Business Sol & Supp Ops | AFAF0204 | 31533 | Office Service - Restroom | No | DEPT |  | N | Y | N | N | Y | N | [22 empty] | 1 | [12 empty] | 1.6 | [12 empty] | Tank
1262 | 507 E Green St | 507 E Green St | Leased | No | On | No | 06 | 0627 | 127.93 | 100 | U of I Foundation | AMAM0813 | 31533 | Office Service - Restroom | No | DEPT |  | N | Y | N | N | Y | N | [21 empty] | ? | 1 | [12 empty] | 1.6 | [12 empty] | Tank
1262 | 507 E Green St | 507 E Green St | Leased | No | On | No | 06 | 0629 | 130.8 | 100 | U of I Foundation | AMAM0813 | 31533 | Office Service - Restroom | No | DEPT |  | N | Y | N | N | Y | N | [21 empty] | ? | [13 empty] | 1.6 | 1.6 | [11 empty] | Tank
1262 | 507 E Green St | 507 E Green St | Leased | No | On | No | 07 | 0735 | 127.93 | 100 | U of I Foundation | AMAM0813 | 31533 | Office Service - Restroom | No | DEPT |  | N | Y | N | N | Y | N | [21 empty] | ? | 1 | [12 empty] | 1.6 | [12 empty] | Tank
1262 | 507 E Green St | 507 E Green St | Leased | No | On | No | 07 | 0736 | 131.05 | 100 | U of I Foundation | AMAM0813 | 31533 | Office Service - Restroom | No | DEPT |  | N | Y | N | N | Y | N | [21 empty] | ? | [13 empty] | 1.6 | 1.6 | [11 empty] | Tank
1265 | Vermillion Development Building | 901 W University Ave | Leased | No | On | No | 01 | 0111 | 52.56 | 100 | Office of the Chancellor | NANA0700 | 31533 | Office Service - Restroom | No | DEPT
1265 | Vermillion Development Building | 901 W University Ave | Leased | No | On | No | 01 | 0112 | 52.17 | 100 | Office of the Chancellor | NANA0700 | 31533 | Office Service - Restroom | No | DEPT
1265 | Vermillion Development Building | 901 W University Ave | Leased | No | On | No | 02 | 0230 | 146.67 | 100 | Interdis Health Sci Institute | NPNP0520 | 31533 | Office Service - Restroom | No | DEPT |  | N | N | N | N | N | N | [21 empty] | Single flow | 1 | [12 empty] | 1.6 | [12 empty] | Tank type
1265 | Vermillion Development Building | 901 W University Ave | Leased | No | On | No | 02 | 0231 | 146.67 | 100 | Interdis Health Sci Institute | NPNP0520 | 31533 | Office Service - Restroom | No | DEPT |  | N | N | N | N | N | N | [21 empty] | 2 single hole | [13 empty] | 1.6 | 1.6 | [11 empty] | Tank type
1267 | Energy Farm Shed South Farms | 4110 S Race St | Owned | Yes | On | No | 01 | 0105 | 41.58 | 100 | NA | NA | XXX05 | All-Gender Public Restroom | No | DEPT |  | N | Y | N | [24 empty] | ? | [13 empty] | 1.6 | [12 empty] | Tank type
1267 | Energy Farm Shed South Farms | 4110 S Race St | Owned | Yes | On | No | 01 | 0106 | 41.58 | 100 | NA | NA | XXX05 | All-Gender Public Restroom | No | DEPT |  | N | Y | N | [24 empty] | ? | [13 empty] | 1.6 | [12 empty] | Tank
1268 | Robert A. Evers Laboratory | 1909 S Oak St | Owned | Yes | On | No | 01 | 1013 | 55.03 | 100 | NA | NA | XXX03 | Men's Public Restroom | No | DEPT
1268 | Robert A. Evers Laboratory | 1909 S Oak St | Owned | Yes | On | No | 01 | 1015 | 55.03 | 100 | NA | NA | XXX04 | Women's Public Restroom | No | DEPT
1268 | Robert A. Evers Laboratory | 1909 S Oak St | Owned | Yes | On | No | 02 | 2006 | 134.36 | 100 | NA | NA | XXX03 | Men's Public Restroom | No | DEPT
1268 | Robert A. Evers Laboratory | 1909 S Oak St | Owned | Yes | On | No | 02 | 2008 | 143.43 | 100 | NA | NA | XXX04 | Women's Public Restroom | No | DEPT
1269 | Eichelberger Field - Concessions | 1201 W Florida Ave | Owned | No | On | Yes | 01 | 0101 | 270.75 | 100 | NA | NA | XXX04 | Women's Public Restroom | No | DEPT
1269 | Eichelberger Field - Concessions | 1201 W Florida Ave | Owned | No | On | Yes | 01 | 0102 | 270.75 | 100 | NA | NA | XXX03 | Men's Public Restroom | No | DEPT
1270 | Eichelberger Field - Locker Room | 1201 W Florida Ave | Owned | No | On | Yes | 01 | 0101 | 305.3 | 100 | Intercollegiate Athletics | NUNU0336 | 52505 | Athletic_Physical Education Service - Locker Room | No | DEPT
1270 | Eichelberger Field - Locker Room | 1201 W Florida Ave | Owned | No | On | Yes | 01 | 0106B | 628.22 | 100 | Intercollegiate Athletics | NUNU0336 | 52505 | Athletic_Physical Education Service - Locker Room | No | DEPT | Locker room, not a restroom
1270 | Eichelberger Field - Locker Room | 1201 W Florida Ave | Owned | No | On | Yes | 01 | 0106C | 158.07 | 100 | Intercollegiate Athletics | NUNU0336 | 52570 | Athletic_Physical Education Service - Restroom | No | DEPT
1270 | Eichelberger Field - Locker Room | 1201 W Florida Ave | Owned | No | On | Yes | 01 | 0106E | 122.7 | 100 | Intercollegiate Athletics | NUNU0336 | 52510 | Athletic_Physical Education Service - Shower Room | No | DEPT | Shower Room
1279 | Forbes Station - INHS | 20003 CR 1770E | Owned | No | Off | No | 01 | 0109 | 69.13 | 100 | NA | NA | XXX04 | Women's Public Restroom | No | DEPT
1279 | Forbes Station - INHS | 20003 CR 1770E | Owned | No | Off | No | 01 | 0111 | 60.3 | 100 | NA | NA | XXX03 | Men's Public Restroom | No | DEPT
1279 | Forbes Station - INHS | 20003 CR 1770E | Owned | No | Off | No | 01 | 0112A | 85.96 | 100 | IL Natural History Survey | NPNP1375 | 91900 | Toilet or Bath | No | DEPT
1279 | Forbes Station - INHS | 20003 CR 1770E | Owned | No | Off | No | 01 | 0112B | 52.28 | 100 | IL Natural History Survey | NPNP1375 | 91900 | Toilet or Bath | No | DEPT
1282 | IL River Biological Station | 704 N Schrader Ave | Leased | No | Off | No | 01 | 0102A | 61.6 | 100 | IL Natural History Survey | NPNP1375 | 31533 | Office Service - Restroom | No | DEPT
1283 | Illinois Field - Concessions | 601 E Kirby Ave | Owned | No | On | Yes | 01 | 0103 | 258.64 | 100 | NA | NA | XXX04 | Women's Public Restroom | No | DEPT
1283 | Illinois Field - Concessions | 601 E Kirby Ave | Owned | No | On | Yes | 01 | 0104 | 258.64 | 100 | NA | NA | XXX03 | Men's Public Restroom | No | DEPT
1284 | Illinois Field - Locker Room | 601 E Kirby Ave | Owned | No | On | Yes | 01 | 0103 | 200.39 | 100 | Intercollegiate Athletics | NUNU0336 | 52505 | Athletic_Physical Education Service - Locker Room | No | DEPT
1284 | Illinois Field - Locker Room | 601 E Kirby Ave | Owned | No | On | Yes | 01 | 0104 | 118.13 | 100 | Intercollegiate Athletics | NUNU0336 | 52510 | Athletic_Physical Education Service - Shower Room | No | DEPT
1284 | Illinois Field - Locker Room | 601 E Kirby Ave | Owned | No | On | Yes | 01 | 0106 | 1259.31 | 100 | Intercollegiate Athletics | NUNU0336 | 52505 | Athletic_Physical Education Service - Locker Room | No | DEPT
1284 | Illinois Field - Locker Room | 601 E Kirby Ave | Owned | No | On | Yes | 01 | 0107 | 144 | 100 | Intercollegiate Athletics | NUNU0336 | 52510 | Athletic_Physical Education Service - Shower Room | No | DEPT
1284 | Illinois Field - Locker Room | 601 E Kirby Ave | Owned | No | On | Yes | 01 | 0108 | 89 | 100 | Intercollegiate Athletics | NUNU0336 | 52510 | Athletic_Physical Education Service - Shower Room | No | DEPT
1284 | Illinois Field - Locker Room | 601 E Kirby Ave | Owned | No | On | Yes | 01 | 0109 | 109.34 | 100 | Intercollegiate Athletics | NUNU0336 | 52570 | Athletic_Physical Education Service - Restroom | No | DEPT
1284 | Illinois Field - Locker Room | 601 E Kirby Ave | Owned | No | On | Yes | 01 | 0111 | 46.67 | 100 | Intercollegiate Athletics | NUNU0336 | 31533 | Office Service - Restroom | No | DEPT
1393 | Dixon Springs - Office, Admin. Building | 354 State Hwy 145 North | Owned | No | Off | No | 00 | 0101A | 81.69 | 100 | Agr, Consumer, & Env Sci Admn | KLKL0483 | 25533 | Research Laboratory Service - Restroom | No | DEPT
1393 | Dixon Springs - Office, Admin. Building | 354 State Hwy 145 North | Owned | No | Off | No | 00 | 0103A | 94.12 | 100 | NA | NA | XXX03 | Men's Public Restroom | No | DEPT
1393 | Dixon Springs - Office, Admin. Building | 354 State Hwy 145 North | Owned | No | Off | No | 00 | 0103B | 87.36 | 100 | NA | NA | XXX04 | Women's Public Restroom | No | DEPT
1393 | Dixon Springs - Office, Admin. Building | 354 State Hwy 145 North | Owned | No | Off | No | 01 | 1001B | 99.37 | 100 | NA | NA | XXX04 | Women's Public Restroom | No | DEPT
1393 | Dixon Springs - Office, Admin. Building | 354 State Hwy 145 North | Owned | No | Off | No | 01 | 1001C | 98.96 | 100 | NA | NA | XXX03 | Men's Public Restroom | No | DEPT
1463 | Crop Sciences Research and Education Center | 4202 S First St | Owned | No | On | No | 01 | 1011 | 153.51 | 100 | NA | NA | XXX04 | Women's Public Restroom | No | DEPT
1463 | Crop Sciences Research and Education Center | 4202 S First St | Owned | No | On | No | 01 | 1013 | 153.51 | 100 | NA | NA | XXX03 | Men's Public Restroom | No | DEPT
1494 | Center for Wounded Veterans in Higher Education | 908 W Nevada St | Owned | Split | On | No | 01 | 1012 | 210.7 | 100 | NA | NA | XXX04 | Women's Public Restroom | No | DEPT |  | Y |  |  | Y | Y | N | Y | Y | N | [18 empty] | 1 hole, .5 GPM | [13 empty] | 1.28 | 1.28 | 1.28
1494 | Center for Wounded Veterans in Higher Education | 908 W Nevada St | Owned | Split | On | No | 01 | 1014 | 212.52 | 100 | NA | NA | XXX03 | Men's Public Restroom | No | DEPT |  | Y |  |  | Y | Y | N | Y | Y | N | [18 empty] | 1 hole, .5 GPM | 0.125 | [12 empty] | 1.28 | 1.28
1494 | Center for Wounded Veterans in Higher Education | 908 W Nevada St | Owned | Split | On | No | 02 | 2017 | 47.13 | 100 | NA | NA | XXX05 | All-Gender Public Restroom | No | DEPT |  | Y | [26 empty] | 1 hole, .5 GPM | [13 empty] | 1.28
1510 | CERL - Main Building 4, Shaffer | 2902 Newmark Dr | Owned | No | Off | No | 01 | 0004 | 118.92 | 100 | NA | NA | XXX03 | Men's Public Restroom | No | DEPT |  | Y | Y |  | Y | Y | [22 empty] | 1 hole, .5 GPM | 0.125 | [12 empty] | 1.6
1510 | CERL - Main Building 4, Shaffer | 2902 Newmark Dr | Owned | No | Off | No | 01 | 0005 | 119.93 | 100 | NA | NA | XXX04 | Women's Public Restroom | No | DEPT |  | Y | Y |  | Y | Y | [36 empty] | 1.6
1510 | CERL - Main Building 4, Shaffer | 2902 Newmark Dr | Owned | No | Off | No | 01 | 0027 | 130.02 | 100 | NA | NA | XXX05 | All-Gender Public Restroom | No | DEPT |  | Y | Y | [39 empty] | 1.6
1510 | CERL - Main Building 4, Shaffer | 2902 Newmark Dr | Owned | No | Off | No | 01 | 0028 | 127.7 | 100 | NA | NA | XXX05 | All-Gender Public Restroom | No | DEPT |  | Y | Y | [39 empty] | 1.6
1510 | CERL - Main Building 4, Shaffer | 2902 Newmark Dr | Owned | No | Off | No | 02 | 0204 | 121.97 | 100 | NA | NA | XXX03 | Men's Public Restroom | No | DEPT |  | Y | Y |  | Y | Y | [23 empty] | 0.125 | [12 empty] | 1.6
1510 | CERL - Main Building 4, Shaffer | 2902 Newmark Dr | Owned | No | Off | No | 02 | 0205 | 121.97 | 100 | NA | NA | XXX04 | Women's Public Restroom | No | DEPT |  | Y | Y |  | Y | Y | [36 empty] | 1.6 | 1.6
1512 | CERL - Plant/Soil Response Facility | 2902 Newmark Dr | Owned | No | Off | No | 01 | 0102 | 72 | 100 | Civil & Environmental Eng | KPKP0251 | 25533 | Research Laboratory Service - Restroom | No | DEPT |  | Y | Y | [25 empty] | Lavatory supplied w/ .5 GPM aerator | [13 empty] | 1.6 | [12 empty] | Water closet is tank type labeled as a 1.6 GPM flush
1515 | Golf Turf Care Center | 2010 S Wright St | Owned | No | On | Yes | 01 | 0103 | 46.07 | 100 | NA | NA | XXX05 | All-Gender Public Restroom | No | DEPT |  | N | Y | N | [38 empty] | 1.6 | [12 empty] | Tank pressure
1522 | Bondville Road Field Station - Instrument Shelter | 1175 CR 500 E | Owned | No | Off | No | 01 | 1004 | 60 | 100 | IL State Water Survey | NPNP1740 | 25533 | Research Laboratory Service - Restroom | No | DEPT
1526 | CERL - EFOB-L Administration Building | 2902 Newmark Dr | Owned | No | Off | No | 01 | 1000B | 54.17 | 100 | NA | NA | XXX05 | All-Gender Public Restroom | No | DEPT
1528 | Bruce D. Nesbitt African American Cultural Center | 1212 W Nevada St | Owned | Yes | On | No | 00 | 0020 | 41.45 | 100 | NA | NA | XXX05 | All-Gender Public Restroom | No | DEPT
1528 | Bruce D. Nesbitt African American Cultural Center | 1212 W Nevada St | Owned | Yes | On | No | 01 | 1024 | 42.54 | 100 | NA | NA | XXX04 | Women's Public Restroom | No | DEPT
1528 | Bruce D. Nesbitt African American Cultural Center | 1212 W Nevada St | Owned | Yes | On | No | 01 | 1026 | 42.56 | 100 | NA | NA | XXX03 | Men's Public Restroom | No | DEPT
1528 | Bruce D. Nesbitt African American Cultural Center | 1212 W Nevada St | Owned | Yes | On | No | 02 | 2024 | 42.6 | 100 | NA | NA | XXX04 | Women's Public Restroom | No | DEPT
1528 | Bruce D. Nesbitt African American Cultural Center | 1212 W Nevada St | Owned | Yes | On | No | 02 | 2026 | 42.36 | 100 | NA | NA | XXX03 | Men's Public Restroom | No | DEPT
1531 | Technology Development & Fabrication Center IV | 201 Saint Mary's Rd | Leased | No | On | No | 01 | A107 | 56.33 | 100 | Engineering Administration | KPKP0227 | 31533 | Office Service - Restroom | No | DEPT
1531 | Technology Development & Fabrication Center IV | 201 Saint Mary's Rd | Leased | No | On | No | 01 | A108 | 55.02 | 100 | Engineering Administration | KPKP0227 | 31533 | Office Service - Restroom | No | DEPT
1531 | Technology Development & Fabrication Center IV | 201 Saint Mary's Rd | Leased | No | On | No | 01 | B107 | 57.64 | 100 | Engineering Administration | KPKP0227 | 31533 | Office Service - Restroom | No | DEPT
1531 | Technology Development & Fabrication Center IV | 201 Saint Mary's Rd | Leased | No | On | No | 01 | B108 | 55.02 | 100 | Engineering Administration | KPKP0227 | 31533 | Office Service - Restroom | No | DEPT
1531 | Technology Development & Fabrication Center IV | 201 Saint Mary's Rd | Leased | No | On | No | 01 | C107 | 57.51 | 100 | Engineering Administration | KPKP0227 | 31533 | Office Service - Restroom | No | DEPT
1531 | Technology Development & Fabrication Center IV | 201 Saint Mary's Rd | Leased | No | On | No | 01 | C108 | 58.99 | 100 | Engineering Administration | KPKP0227 | 31533 | Office Service - Restroom | No | DEPT
1555 | Soyface Trailer #2 (Temporary) | 1114 CR 1200 E | Owned | No | On | No | 01 | 1001 | 46.67 | 100 | Plant Biology | KVKV2377 | 31533 | Office Service - Restroom | No | DEPT
2001 | Allerton Main House - RAPCC | 515 Old Timber Rd | Owned | No | Off | No | 00 | 0012 | 78.75 | 100 | Allerton Park & Retreat Center | NBNB0550 | 63533 | Food Facility Service - Restroom | No | DEPT |  | Y | N | Y | [24 empty] | 2.2 GPM | [13 empty] | 3.5 | [12 empty] | Tank type
2001 | Allerton Main House - RAPCC | 515 Old Timber Rd | Owned | No | Off | No | 01 | 0107 | 60.75 | 100 | Allerton Park & Retreat Center | NBNB0550 | 91900 | Toilet or Bath | No | DEPT |  | Y | N | Y | Y | N | Y | [21 empty] | 1.2 GPM | [13 empty] | 1.6
2001 | Allerton Main House - RAPCC | 515 Old Timber Rd | Owned | No | Off | No | 01 | 0109 | 108 | 100 | NA | NA | XXX03 | Men's Public Restroom | No | DEPT | Sheet indicates rm # as 101A | Y | N | Y | Y | N | Y | [21 empty] | .5 GPM | 1.6 | 1.6 | [11 empty] | 3.5 | [12 empty] | Tank type
2001 | Allerton Main House - RAPCC | 515 Old Timber Rd | Owned | No | Off | No | 01 | 0111 | 130.5 | 100 | NA | NA | XXX04 | Women's Public Restroom | No | DEPT
2001 | Allerton Main House - RAPCC | 515 Old Timber Rd | Owned | No | Off | No | 01 | 0124 | 114.25 | 100 | NA | NA | XXX04 | Women's Public Restroom | No | DEPT |  | Y | N | Y | Y | N | Y | [21 empty] | 2.2 GPM | [13 empty] | 3.5 | [12 empty] | Tank type
2001 | Allerton Main House - RAPCC | 515 Old Timber Rd | Owned | No | Off | No | 01 | 0126 | 49.12 | 100 | NA | NA | XXX03 | Men's Public Restroom | No | DEPT |  | Y | N | Y | Y | N | Y | [21 empty] | 2.2 GPM | 3.5 | [12 empty] | 1.6 | [12 empty] | Tank type
2001 | Allerton Main House - RAPCC | 515 Old Timber Rd | Owned | No | Off | No | 03 | 0301 | 51.08 | 100 | Allerton Park & Retreat Center | NBNB0550 | 91900 | Toilet or Bath | No | DEPT |  | Y | N | Y | [24 empty] | .5 GPM | [13 empty] | 1.28 | [12 empty] | Tank type
2001 | Allerton Main House - RAPCC | 515 Old Timber Rd | Owned | No | Off | No | 03 | 0302 | 70.42 | 100 | Allerton Park & Retreat Center | NBNB0550 | 91900 | Toilet or Bath | No | DEPT |  | Y | N | Y | [24 empty] | 1.0 GPM | [13 empty] | 1.6 | [12 empty] | Tank type
2002 | Allerton Gatehouse - RAPCC | 510 Old Timber Rd | Owned | No | Off | No | 01 | 0001A | 41.37 | 100 | Allerton Park & Retreat Center | NBNB0550 | 91900 | Toilet or Bath | No | DEPT |  | Y | Y | N | [24 empty] | .5 GPM | [13 empty] | 1.6 | [12 empty] | Tank type
2002 | Allerton Gatehouse - RAPCC | 510 Old Timber Rd | Owned | No | Off | No | 01 | 0002A | 33.32 | 100 | Allerton Park & Retreat Center | NBNB0550 | 91900 | Toilet or Bath | No | DEPT |  | Y | Y | N | [24 empty] | .5 GPM | [13 empty] | 1.6 | [12 empty] | Tank type
2002 | Allerton Gatehouse - RAPCC | 510 Old Timber Rd | Owned | No | Off | No | 01 | 0003A1 | 54 | 100 | Allerton Park & Retreat Center | NBNB0550 | 91900 | Toilet or Bath | No | DEPT |  | Y | N | Y | [24 empty] | 1.0 GPM | [13 empty] | 1.6 | [12 empty] | Tank type
2002 | Allerton Gatehouse - RAPCC | 510 Old Timber Rd | Owned | No | Off | No | 02 | 0004A | 47.67 | 100 | Allerton Park & Retreat Center | NBNB0550 | 91900 | Toilet or Bath | No | DEPT |  | Y | Y | N | [24 empty] | 1.0 GPM | [13 empty] | 1.6 | [12 empty] | Tank type
2002 | Allerton Gatehouse - RAPCC | 510 Old Timber Rd | Owned | No | Off | No | 02 | 0005A | 41.24 | 100 | Allerton Park & Retreat Center | NBNB0550 | 91900 | Toilet or Bath | No | DEPT |  | Y | Y | N | [24 empty] | 1.0 GPM | [13 empty] | 1.6
2002 | Allerton Gatehouse - RAPCC | 510 Old Timber Rd | Owned | No | Off | No | 02 | 0006A | 47.67 | 100 | Allerton Park & Retreat Center | NBNB0550 | 91900 | Toilet or Bath | No | DEPT |  | Y | Y | N | [24 empty] | 1.0 GPM | [13 empty] | 1.6 | [12 empty] | Tank type
2003 | Allerton House in the Woods - RAPCC | 473 Old Timber Rd | Owned | No | Off | No | 01 | 1001A | 54.44 | 100 | Allerton Park & Retreat Center | NBNB0550 | 91900 | Toilet or Bath | No | DEPT |  | Y | N | Y | [24 empty] | .5 GPM | [13 empty] | 3.5 | [12 empty] | Tank type
2003 | Allerton House in the Woods - RAPCC | 473 Old Timber Rd | Owned | No | Off | No | 01 | 1002A | 46.25 | 100 | Allerton Park & Retreat Center | NBNB0550 | 91900 | Toilet or Bath | No | DEPT |  | Y | N | Y | [24 empty] | .5 GPM | [13 empty] | 3.5 | [12 empty] | Tank type
2003 | Allerton House in the Woods - RAPCC | 473 Old Timber Rd | Owned | No | Off | No | 01 | 1003A | 55.25 | 100 | Allerton Park & Retreat Center | NBNB0550 | 91900 | Toilet or Bath | No | DEPT |  | Y | N | Y | [24 empty] | .5 GPM | [13 empty] | 3.5 | [12 empty] | Tank type
2003 | Allerton House in the Woods - RAPCC | 473 Old Timber Rd | Owned | No | Off | No | 01 | 1004A | 41.9 | 100 | Allerton Park & Retreat Center | NBNB0550 | 91900 | Toilet or Bath | No | DEPT |  | Y | N | Y | [24 empty] | 2.2 GPM | [13 empty] | 3.5 | [12 empty] | Tank type
2003 | Allerton House in the Woods - RAPCC | 473 Old Timber Rd | Owned | No | Off | No | 02 | 2005A | 26.42 | 100 | Allerton Park & Retreat Center | NBNB0550 | 91900 | Toilet or Bath | No | DEPT |  | Y | Y | N | [24 empty] | 2.2 GPM | [13 empty] | 1.6 | [12 empty] | Tank type
2003 | Allerton House in the Woods - RAPCC | 473 Old Timber Rd | Owned | No | Off | No | 02 | 2006A | 20.6 | 100 | Allerton Park & Retreat Center | NBNB0550 | 91900 | Toilet or Bath | No | DEPT |  | Y | N | N | [24 empty] | 1.0 GPM | [13 empty] | 1.6 | [12 empty] | Tank type
2003 | Allerton House in the Woods - RAPCC | 473 Old Timber Rd | Owned | No | Off | No | 02 | 2007A | 26.84 | 100 | Allerton Park & Retreat Center | NBNB0550 | 91900 | Toilet or Bath | No | DEPT |  | Y | Y | N | [24 empty] | 1.0 GPM | [13 empty] | 1.6 | [12 empty] | Tank type
2003 | Allerton House in the Woods - RAPCC | 473 Old Timber Rd | Owned | No | Off | No | 02 | 2008A | 37.28 | 100 | Allerton Park & Retreat Center | NBNB0550 | 91900 | Toilet or Bath | No | DEPT |  | Y | Y | N | [24 empty] | 1.0 GPM | [13 empty] | 3.5 | [12 empty] | Tank type
2008 | Allerton Regency Office - RAPCC | 515 Old Timber Rd | Owned | No | Off | No | 01 | 1002A | 48.42 | 100 | Allerton Park & Retreat Center | NBNB0550 | 91900 | Toilet or Bath | No | DEPT
2008 | Allerton Regency Office - RAPCC | 515 Old Timber Rd | Owned | No | Off | No | 01 | 1002B | 46.67 | 100 | Allerton Park & Retreat Center | NBNB0550 | 91900 | Toilet or Bath | No | DEPT
2010 | Allerton Visitor's Center - RAPCC | 515 Old Timber Rd | Owned | No | Off | No | 01 | 1004 | 55.26 | 100 | Allerton Park & Retreat Center | NBNB0550 | 91900 | Toilet or Bath | No | DEPT |  | Y | Y | N | [24 empty] | 1.0 GPM | 1 | [12 empty] | 1.6 | [12 empty] | Tank type
2010 | Allerton Visitor's Center - RAPCC | 515 Old Timber Rd | Owned | No | Off | No | 01 | 1006 | 107.81 | 100 | Allerton Park & Retreat Center | NBNB0550 | 91900 | Toilet or Bath | No | DEPT |  | Y | Y | N | [24 empty] | 1.0 GPM | [13 empty] | 3.5 | 3.5
2011 | Allerton Main Toilet - RAPCC | 515 Old Timber Rd | Owned | No | Off | No | 01 | 1000 | 130.99 | 100 | NA | NA | XXX03 | Men's Public Restroom | No | DEPT |  | Y | Y | N | [24 empty] | .5 GPM | 0.125 | 0.125 | [11 empty] | 1.28 | 1.28
2011 | Allerton Main Toilet - RAPCC | 515 Old Timber Rd | Owned | No | Off | No | 01 | 1001 | 155.35 | 100 | NA | NA | XXX04 | Women's Public Restroom | No | DEPT |  | Y | Y | N | [24 empty] | .5 GPM | [13 empty] | 1.28 | 1.28 | 1.28 | 1.28
2015 | Allerton Park Operations - Employee Lounge - RAPCC | 515 Old Timber Rd | Owned | No | Off | No | 00 | 0101 | 57.91 | 100 | Allerton Park & Retreat Center | NBNB0550 | 91900 | Toilet or Bath | No | DEPT |  | N | Y | N | [24 empty] | 2.2 GPM | [13 empty] | 3.5
2032 | Allerton Service Building - 4H | 499 Old Timber Rd | Owned | No | Off | No | 01 | 1001 | 37.86 | 100 | NA | NA | XXX05 | All-Gender Public Restroom | No | DEPT
2046 | Allerton Staff Cabin - 4H | 499 Old Timber Rd | Owned | No | Off | No | 01 | 1000 | 250.35 | 100 | NA | NA | XXX03 | Men's Public Restroom | No | DEPT |  | Y | Y | N | Y | Y | N | [21 empty] | 2.2 GPM | [13 empty] | 1.28 | 1.28 | 1.28 | [10 empty] | Tank type
2046 | Allerton Staff Cabin - 4H | 499 Old Timber Rd | Owned | No | Off | No | 01 | 1007 | 250.35 | 100 | NA | NA | XXX04 | Women's Public Restroom | No | DEPT |  | Y | Y | N | Y | Y | N | [21 empty] | 2.2 GPM | [13 empty] | 1.28 | 1.28 | 1.28 | [10 empty] | Tank type
2097 | Allerton Music Barn | 515 Old Timber Rd | Owned | No | Off | No | 00 | MEN | 81.44 | 100 | NA | NA | XXX03 | Men's Public Restroom | No | DEPT
2097 | Allerton Music Barn | 515 Old Timber Rd | Owned | No | Off | No | 00 | WOMEN | 86.36 | 100 | NA | NA | XXX04 | Women's Public Restroom | No | DEPT
2102 | Allerton Maintenance Shed | 515 Old Timber Rd | Owned | No | Off | No | 01 | 1008 | 43 | 100 | Allerton Park & Retreat Center | NBNB0550 | 91900 | Toilet or Bath | No | DEPT |  | N | Y | N | [24 empty] | 2.2 GPM | [13 empty] | 1.28
2123 | 1206 W Jackson St | 1206 W Jackson St | Leased | No | Off | No | 01 | 1005 | 20 | 100 | IL State Archaeological Survey | NPNP1502 | 31533 | Office Service - Restroom | No | DEPT
2515 | 21 N Union St | 21 N Union St | Leased | No | Off | No | 01 | 1004 | 54.98 | 100 | IL State Archaeological Survey | NPNP1502 | 31533 | Office Service - Restroom | No | DEPT
2515 | 21 N Union St | 21 N Union St | Leased | No | Off | No | 01 | 1006 | 52.03 | 100 | IL State Archaeological Survey | NPNP1502 | 31533 | Office Service - Restroom | No | DEPT
2528 | 101 W Windsor Rd #3302 | 101 W Windsor Rd | Leased | N/A | Off | No | 03 | 3302D2 | 42.08 | 100 | Ctr Health, Aging, Disability | KYKY0918 | 25533 | Research Laboratory Service - Restroom | No | DEPT
8283 | Oak Street Chiller Plant | 1305 S Oak St | Owned | No | On | No | 01 | 1008 | 81.03 | 100 | Utilities - UIUC | MYMY0876 | 72533 | Shop Service - Restroom | No | DEPT |  | N | Y | N | [25 empty] | 1 | [12 empty] | 1.6
8315 | Abbott MOAB Trailer - East | 26 E Armory Ave | Owned | No | On | No | 01 | 0103 | 32.58 | 100 | Utilities - UIUC | MYMY0876 | 31533 | Office Service - Restroom | No | DEPT
8315 | Abbott MOAB Trailer - East | 26 E Armory Ave | Owned | No | On | No | 01 | 0104 | 32.58 | 100 | Utilities - UIUC | MYMY0876 | 31533 | Office Service - Restroom | No | DEPT
8327 | Abbott MOAB Trailer - West | 26 E Armory Ave | Owned | No | On | No | 01 | 0113 | 117.05 | 100 | Utilities - UIUC | MYMY0876 | 31533 | Office Service - Restroom | No | DEPT

## By Building
Building Code | - all -
Building Name | Address | On or Off Campus | Ownership | State Supported | Auxiliary | Floor Code | Room Code | % of Space | Department Name | Org Code | Actual Room Use | Use Descrption | Split/Share | DOR | (empty)
1001 W Nevada St | 1001 W Nevada St | On | Owned | Yes | No | 01 | 0107 | 100 | NA | NA | XXX05 | All-Gender Public Restroom | No | PP
[6 empty] | 02 | 0209 | 100 | NA | NA | XXX05 | All-Gender Public Restroom | No | PP
1004 S Fourth St - Police Training Institute | 1004 S Fourth St | On | Owned | Yes | No | 00 | 0013 | 100 | NA | NA | XXX04 | Women's Public Restroom | No | PP
[7 empty] | 0015 | 100 | NA | NA | XXX03 | Men's Public Restroom | No | PP
[6 empty] | 01 | 0105 | 100 | NA | NA | XXX04 | Women's Public Restroom | No | PP
[7 empty] | 0107 | 100 | NA | NA | XXX03 | Men's Public Restroom | No | PP
[6 empty] | 02 | 0209 | 100 | NA | NA | XXX04 | Women's Public Restroom | No | PP
[7 empty] | 0211 | 100 | NA | NA | XXX03 | Men's Public Restroom | No | PP
[6 empty] | 03 | 0315 | 100 | NA | NA | XXX04 | Women's Public Restroom | No | PP
[7 empty] | 0317 | 100 | NA | NA | XXX03 | Men's Public Restroom | No | PP
101 W Windsor Rd #3302 | 101 W Windsor Rd | Off | Leased | N/A | No | 03 | 3302D2 | 100 | Ctr Health, Aging, Disability | KYKY0918 | 25533 | Research Laboratory Service - Restroom | No | DEPT
1101 St Marys Rd | 1101 St Marys Rd | On | Owned | Yes | No | 02 | 0205 | 100 | NA | NA | XXX05 | All-Gender Public Restroom | No | PP
1108 Stoughton St | 1108 Stoughton St | On | Owned | Yes | No | 00 | 0006 | 100 | NA | NA | XXX05 | All-Gender Public Restroom | No | DEPT
[6 empty] | 02 | 2004 | 100 | NA | NA | XXX05 | All-Gender Public Restroom | No | DEPT
[6 empty] | 03 | 3004 | 100 | NA | NA | XXX05 | All-Gender Public Restroom | No | DEPT
111 E Green St | 111 E Green St | On | Leased | No | No | 00 | 0001 | 50 | Univ Acct & Fin Report | ASAS0641 | 31533 | Office Service - Restroom | Shared | DEPT
[7 empty] | 0002 | 50 | Univ Acct & Fin Report | ASAS0641 | 31533 | Office Service - Restroom | Shared | DEPT
[7 empty] | 0028 | 50 | OBFS - Business Sol & Supp Ops | AFAF0204 | 31533 | Office Service - Restroom | Shared | DEPT
[7 empty] | 0029 | 50 | Univ Acct & Fin Report | ASAS0641 | 31533 | Office Service - Restroom | Shared | DEPT
[6 empty] | 01 | 0101A | 50 | Univ Acct & Fin Report | ASAS0641 | 31533 | Office Service - Restroom | Shared | DEPT
[7 empty] | 0104 | 50 | OBFS - Business Sol & Supp Ops | AFAF0204 | 31533 | Office Service - Restroom | Shared | DEPT
[7 empty] | 0105 | 50 | Univ Acct & Fin Report | ASAS0641 | 31533 | Office Service - Restroom | Shared | DEPT
[7 empty] | 0113A | 100 | Univ Acct & Fin Report | ASAS0641 | 31533 | Office Service - Restroom | No | DEPT
[7 empty] | 0117 | 100 | Univ Acct & Fin Report | ASAS0641 | 31533 | Office Service - Restroom | No | DEPT
[7 empty] | 0118 | 100 | Univ Acct & Fin Report | ASAS0641 | 31533 | Office Service - Restroom | No | DEPT
1203 W Nevada St | 1203 W Nevada St | On | Owned | Yes | No | 01 | 0111 | 100 | NA | NA | XXX05 | All-Gender Public Restroom | No | PP
[6 empty] | 02 | 0209 | 100 | NA | NA | XXX05 | All-Gender Public Restroom | No | PP
1204 W Nevada St | 1204 W Nevada St | On | Owned | Yes | No | 00 | 0005 | 100 | NA | NA | XXX05 | All-Gender Public Restroom | No | PP
[6 empty] | 01 | 1003 | 100 | NA | NA | XXX05 | All-Gender Public Restroom | No | PP
[6 empty] | 02 | 2006 | 100 | NA | NA | XXX05 | All-Gender Public Restroom | No | PP
[6 empty] | 03 | 3002 | 100 | NA | NA | XXX05 | All-Gender Public Restroom | No | PP
1205 W Nevada St | 1205 W Nevada St | On | Owned | Yes | No | 01 | 0105A | 100 | NA | NA | XXX05 | All-Gender Public Restroom | No | PP
[6 empty] | 02 | 0204 | 100 | NA | NA | XXX05 | All-Gender Public Restroom | No | PP
1205 W Oregon St | 1205 W Oregon St | On | Owned | Yes | No | 00 | 0001 | 100 | NA | NA | XXX05 | All-Gender Public Restroom | No | PP
[6 empty] | 02 | 0205 | 100 | NA | NA | XXX05 | All-Gender Public Restroom | No | PP
[7 empty] | 0207 | 100 | NA | NA | XXX05 | All-Gender Public Restroom | No | PP
[6 empty] | 03 | 0305 | 100 | NA | NA | XXX05 | All-Gender Public Restroom | No | PP
1206 W Jackson St | 1206 W Jackson St | Off | Leased | No | No | 01 | 1005 | 100 | IL State Archaeological Survey | NPNP1502 | 31533 | Office Service - Restroom | No | DEPT
1206 W Nevada St | 1206 W Nevada St | On | Owned | Yes | No | 01 | 0104 | 100 | NA | NA | XXX05 | All-Gender Public Restroom | No | PP
1207 W Oregon St | 1207 W Oregon St | On | Owned | Yes | No | 00 | 0003 | 100 | NA | NA | XXX05 | All-Gender Public Restroom | No | PP
[7 empty] | 0023 | 100 | NA | NA | XXX05 | All-Gender Public Restroom | No | PP
[6 empty] | 01 | 0113 | 100 | NA | NA | XXX03 | Men's Public Restroom | No | PP
[7 empty] | 0119 | 100 | NA | NA | XXX04 | Women's Public Restroom | No | PP
[7 empty] | 0131 | 100 | NA | NA | XXX05 | All-Gender Public Restroom | No | PP
[6 empty] | 02 | 0219 | 100 | NA | NA | XXX05 | All-Gender Public Restroom | No | PP
[7 empty] | 0223 | 100 | NA | NA | XXX05 | All-Gender Public Restroom | No | PP
[7 empty] | 0234 | 100 | NA | NA | XXX05 | All-Gender Public Restroom | No | PP
[6 empty] | 03 | 0308 | 100 | NA | NA | XXX05 | All-Gender Public Restroom | No | PP
[7 empty] | 0319 | 100 | NA | NA | XXX05 | All-Gender Public Restroom | No | PP
[7 empty] | 0323 | 100 | NA | NA | XXX04 | Women's Public Restroom | No | PP
[7 empty] | 0334 | 100 | NA | NA | XXX05 | All-Gender Public Restroom | No | PP
1208 W Nevada St | 1208 W Nevada St | On | Owned | Yes | No | 01 | 1006 | 100 | NA | NA | XXX05 | All-Gender Public Restroom | No | PP
[6 empty] | 02 | 2004 | 100 | NA | NA | XXX05 | All-Gender Public Restroom | No | PP
1401 Maryland Dr | 1401 Maryland Dr | On | Owned | Yes | No | 00 | 0008 | 100 | NA | NA | XXX05 | All-Gender Public Restroom | No | PP
[6 empty] | 01 | 0103A | 100 | NA | NA | XXX05 | All-Gender Public Restroom | No | PP
[6 empty] | 02 | 0210 | 100 | NA | NA | XXX05 | All-Gender Public Restroom | No | PP
1817/1819 S Neil St | 1817/1819 S Neil St | Off | Leased | No | No | 01 | 0104 | 100 | IL State Geological Survey | NPNP1547 | 31533 | Office Service - Restroom | No | OWNER
[7 empty] | 0106 | 100 | IL State Geological Survey | NPNP1547 | 31533 | Office Service - Restroom | No | OWNER
[7 empty] | 0110 | 100 | IL State Geological Survey | NPNP1547 | 31533 | Office Service - Restroom | No | OWNER
[7 empty] | 1040 | 100 | Big Ten Academic Alliance | NBNB0970 | 31533 | Office Service - Restroom | No | OWNER
[7 empty] | 1042 | 100 | Big Ten Academic Alliance | NBNB0970 | 31533 | Office Service - Restroom | No | OWNER
[7 empty] | 1044 | 100 | Big Ten Academic Alliance | NBNB0970 | 31533 | Office Service - Restroom | No | OWNER
[7 empty] | 1056 | 100 | Big Ten Academic Alliance | NBNB0970 | 31533 | Office Service - Restroom | No | OWNER
[7 empty] | 1076 | 100 | Big Ten Academic Alliance | NBNB0970 | 31533 | Office Service - Restroom | No | OWNER
[7 empty] | 1078 | 100 | Big Ten Academic Alliance | NBNB0970 | 31533 | Office Service - Restroom | No | OWNER
[7 empty] | 1106 | 100 | Office of Dean of Students | NJNJ0459 | 31533 | Office Service - Restroom | No | OWNER
[7 empty] | 1108 | 100 | Office of Dean of Students | NJNJ0459 | 31533 | Office Service - Restroom | No | OWNER
[7 empty] | 1122 | 100 | Office of Dean of Students | NJNJ0459 | 31533 | Office Service - Restroom | No | OWNER
[6 empty] | 02 | 2015 | 100 | Food Science & Human Nutrition | ASAS0698 | 31533 | Office Service - Restroom | No | OWNER
[7 empty] | 2017 | 100 | Food Science & Human Nutrition | ASAS0698 | 31533 | Office Service - Restroom | No | OWNER
[7 empty] | 2042 | 100 | OBFS-Sys Purchasing & Sup Srvc | AFAF0888 | 31533 | Office Service - Restroom | No | OWNER
[7 empty] | 2043 | 100 | OBFS-Sys Purchasing & Sup Srvc | AFAF0888 | 31533 | Office Service - Restroom | No | OWNER
[7 empty] | 2080 | 100 | Purchasing Office | NANA0629 | 31533 | Office Service - Restroom | No | OWNER
[7 empty] | 2080A | 100 | Purchasing Office | NANA0629 | 31533 | Office Service - Restroom | No | OWNER
[7 empty] | 2082 | 100 | Purchasing Office | NANA0629 | 31533 | Office Service - Restroom | No | OWNER
200 S Wacker Dr | 200 S Wacker Dr | Off | Leased | No | No | 04 | 0453A | 100 | Discovery Partners Institute | AJAJ0213 | 31533 | Office Service - Restroom | No | OWNER
[7 empty] | 0453B | 100 | Discovery Partners Institute | AJAJ0213 | 31533 | Office Service - Restroom | No | OWNER
[6 empty] | 19 | 1970A | 100 | Leasehold | NGNG0467 | 31533 | Office Service - Restroom | No | OWNER
[7 empty] | 1970B | 100 | Leasehold | NGNG0467 | 31533 | Office Service - Restroom | No | OWNER
201 W Curtis Rd | 201 W Curtis Rd | Off | Leased | No | No | 01 | 0101B | 100 | Technology Services | NTNT0798 | 31533 | Office Service - Restroom | No | DEPT
21 N Union St | 21 N Union St | Off | Leased | No | No | 01 | 1004 | 100 | IL State Archaeological Survey | NPNP1502 | 31533 | Office Service - Restroom | No | DEPT
[7 empty] | 1006 | 100 | IL State Archaeological Survey | NPNP1502 | 31533 | Office Service - Restroom | No | DEPT
505 E Green St | 505 E Green St | On | Leased | No | No | 02 | W0200A | 100 | Curriculum and Instruction | KNKN0613 | 31533 | Office Service - Restroom | No | OWNER
[7 empty] | W0200A3 | 100 | Curriculum and Instruction | KNKN0613 | 31533 | Office Service - Restroom | No | OWNER
[6 empty] | 03 | 0300D | 100 | Psychology | KVKV0299 | 31533 | Office Service - Restroom | No | OWNER
[7 empty] | 0300E | 100 | Psychology | KVKV0299 | 31533 | Office Service - Restroom | No | OWNER
507 E Green St | 507 E Green St | On | Leased | No | No | 03 | 0306 | 25 | Creative Services | NHNH0645 | 31533 | Office Service - Restroom | Shared | DEPT
[7 empty] | 0307 | 25 | Public Affairs | NHNH0243 | 31533 | Office Service - Restroom | Shared | DEPT
[6 empty] | 04 | 0456 | 33.33 | Public Affairs | NHNH0243 | 31533 | Office Service - Restroom | Shared | DEPT
[7 empty] | 0457 | 33.33 | Public Affairs | NHNH0243 | 31533 | Office Service - Restroom | Shared | DEPT
[6 empty] | 05 | 0506 | 100 | OBFS - Business Sol & Supp Ops | AFAF0204 | 31533 | Office Service - Restroom | No | DEPT
[7 empty] | 0507 | 100 | OBFS - Business Sol & Supp Ops | AFAF0204 | 31533 | Office Service - Restroom | No | DEPT
[6 empty] | 06 | 0627 | 100 | U of I Foundation | AMAM0813 | 31533 | Office Service - Restroom | No | DEPT
[7 empty] | 0629 | 100 | U of I Foundation | AMAM0813 | 31533 | Office Service - Restroom | No | DEPT
[6 empty] | 07 | 0735 | 100 | U of I Foundation | AMAM0813 | 31533 | Office Service - Restroom | No | DEPT
[7 empty] | 0736 | 100 | U of I Foundation | AMAM0813 | 31533 | Office Service - Restroom | No | DEPT
508 S Sixth St | 508 S Sixth St | On | Owned | Yes | No | 00 | 0013 | 100 | NA | NA | XXX04 | Women's Public Restroom | No | PP
[7 empty] | 0014 | 100 | NA | NA | XXX03 | Men's Public Restroom | No | PP
[6 empty] | 01 | 0109 | 100 | NA | NA | XXX04 | Women's Public Restroom | No | PP
[7 empty] | 0110 | 100 | NA | NA | XXX03 | Men's Public Restroom | No | PP
510 Devonshire Dr | 510 Devonshire Dr | Off | Leased | No | No | 01 | 0102 | 100 | School of Social Work | LLLL0783 | 31533 | Office Service - Restroom | No | OWNER
[7 empty] | 0103 | 100 | School of Social Work | LLLL0783 | 31533 | Office Service - Restroom | No | OWNER
[7 empty] | 0134 | 100 | School of Social Work | LLLL0783 | 31533 | Office Service - Restroom | No | OWNER
528 E Green St | 528 E Green St | On | Leased | No | No | 02 | 0232 | 100 | Office of Corporate Relations | NENE0658 | 31533 | Office Service - Restroom | No | DEPT
[7 empty] | 0234 | 100 | Office of Corporate Relations | NENE0658 | 31533 | Office Service - Restroom | No | DEPT
625 S Wright St | 627 S Wright St | On | Leased | No | No | 02 | 0209 | 100 | Nursing Administration | FWFW0591 | 31533 | Office Service - Restroom | No | DEPT
[7 empty] | 0210 | 100 | Nursing Administration | FWFW0591 | 31533 | Office Service - Restroom | No | DEPT
631 E Green St, 703/709 S Wright St | 631 E Green St, 703/709 S Wright St | On | Leased | No | No | 02 | 0026 | 100 | Statistics | KVKV0583 | 31533 | Office Service - Restroom | No | OWNER
[7 empty] | 0027 | 100 | Statistics | KVKV0583 | 31533 | Office Service - Restroom | No | OWNER
[6 empty] | 03 | 0026 | 50 | Office of the Chancellor | NANA0700 | 31533 | Office Service - Restroom | Shared | OWNER
[9 empty] | Provost/VCAA Admin | NBNB0431 | 31533 | Office Service - Restroom | Shared | OWNER
[7 empty] | 0027 | 50 | Office of the Chancellor | NANA0700 | 31533 | Office Service - Restroom | Shared | OWNER
[9 empty] | Provost/VCAA Admin | NBNB0431 | 31533 | Office Service - Restroom | Shared | OWNER
805 W Pennsylvania Ave | 805 W Pennsylvania Ave | Off | Owned | Yes | No | 00 | 0019 | 100 | NA | NA | XXX05 | All-Gender Public Restroom | No | PP
[6 empty] | 01 | 0106 | 100 | NA | NA | XXX05 | All-Gender Public Restroom | No | PP
[7 empty] | 0107 | 100 | NA | NA | XXX05 | All-Gender Public Restroom | No | PP
[7 empty] | 0109 | 100 | NA | NA | XXX03 | Men's Public Restroom | No | PP
[7 empty] | 0115 | 100 | NA | NA | XXX04 | Women's Public Restroom | No | PP
[6 empty] | 02 | 0209 | 100 | NA | NA | XXX04 | Women's Public Restroom | No | PP
[7 empty] | 0209A | 100 | NA | NA | XXX04 | Women's Public Restroom | No | PP
[6 empty] | 03 | 0311 | 100 | NA | NA | XXX05 | All-Gender Public Restroom | No | PP
901 W Oregon St | 901 W Oregon St | On | Owned | Yes | No | 01 | 0102 | 100 | NA | NA | XXX03 | Men's Public Restroom | No | PP
[7 empty] | 0103 | 100 | NA | NA | XXX04 | Women's Public Restroom | No | PP
[7 empty] | 0109 | 100 | NA | NA | XXX03 | Men's Public Restroom | No | PP
907 1/2 W Nevada St | 907 1/2 W Nevada St | On | Owned | Yes | No | 01 | 0104 | 100 | NA | NA | XXX04 | Women's Public Restroom | No | PP
[7 empty] | 0106 | 100 | NA | NA | XXX03 | Men's Public Restroom | No | PP
[7 empty] | 0107 | 100 | NA | NA | XXX05 | All-Gender Public Restroom | No | PP
909 W Oregon St | 909 W Oregon St | On | Owned | Yes | No | 01 | 0105 | 100 | NA | NA | XXX05 | All-Gender Public Restroom | No | PP
[7 empty] | 0106 | 100 | NA | NA | XXX05 | All-Gender Public Restroom | No | PP
[7 empty] | 0112 | 100 | NA | NA | XXX05 | All-Gender Public Restroom | No | PP
[6 empty] | 02 | 0206 | 100 | NA | NA | XXX05 | All-Gender Public Restroom | No | PP
[7 empty] | 0216 | 100 | NA | NA | XXX05 | All-Gender Public Restroom | No | PP
[6 empty] | 03 | 0306 | 100 | NA | NA | XXX05 | All-Gender Public Restroom | No | PP
[7 empty] | 0315 | 100 | NA | NA | XXX05 | All-Gender Public Restroom | No | PP
912 S Fifth St | 912 S Fifth St | On | Owned | Yes | No | 02 | 0205 | 100 | NA | NA | XXX05 | All-Gender Public Restroom | No | PP
Abbott MOAB Trailer - East | 26 E Armory Ave | On | Owned | No | No | 01 | 0103 | 100 | Utilities - UIUC | MYMY0876 | 31533 | Office Service - Restroom | No | DEPT
[7 empty] | 0104 | 100 | Utilities - UIUC | MYMY0876 | 31533 | Office Service - Restroom | No | DEPT
Abbott MOAB Trailer - West | 26 E Armory Ave | On | Owned | No | No | 01 | 0113 | 100 | Utilities - UIUC | MYMY0876 | 31533 | Office Service - Restroom | No | DEPT
Abbott Power Plant | 1117 S Oak St | On | Owned | No | No | 01 | 0113 | 100 | Utilities - UIUC | MYMY0876 | 31533 | Office Service - Restroom | No | DEPT
[7 empty] | 0151 | 100 | Utilities - UIUC | MYMY0876 | 31533 | Office Service - Restroom | No | DEPT
[6 empty] | 02 | 0251 | 100 | Utilities - UIUC | MYMY0876 | 31533 | Office Service - Restroom | No | DEPT
ACES Library, Info. & Alumni Center | 1101 S Goodwin Ave | On | Owned | Yes | No | 00 | 0017 | 100 | NA | NA | XXX03 | Men's Public Restroom | No | PP
[7 empty] | 0035 | 100 | NA | NA | XXX04 | Women's Public Restroom | No | PP
[6 empty] | 01 | 0114 | 100 | NA | NA | XXX04 | Women's Public Restroom | No | PP
[7 empty] | 0136 | 100 | NA | NA | XXX03 | Men's Public Restroom | No | PP
[6 empty] | 02 | 0208 | 100 | NA | NA | XXX04 | Women's Public Restroom | No | PP
[7 empty] | 0221 | 100 | NA | NA | XXX03 | Men's Public Restroom | No | PP
[6 empty] | 03 | 0308 | 100 | NA | NA | XXX04 | Women's Public Restroom | No | PP
[7 empty] | 0312 | 100 | NA | NA | XXX03 | Men's Public Restroom | No | PP
[6 empty] | 04 | 0408 | 100 | NA | NA | XXX04 | Women's Public Restroom | No | PP
[7 empty] | 0412 | 100 | NA | NA | XXX03 | Men's Public Restroom | No | PP
[6 empty] | 05 | 0506 | 100 | NA | NA | XXX04 | Women's Public Restroom | No | PP
[7 empty] | 0511 | 100 | NA | NA | XXX03 | Men's Public Restroom | No | PP
Activities & Recreation Center | 201 Peabody Dr | On | Owned | No | Yes | 00 | 0100A | 100 | NA | NA | XXX04 | Women's Public Restroom | No | DEPT
[7 empty] | 0100B | 100 | NA | NA | XXX03 | Men's Public Restroom | No | DEPT
[6 empty] | 01 | 1193 | 100 | Division of Campus Recreation | NQNQ0571 | 52505 | Athletic_Physical Education Service - Locker Room | No | DEPT
[7 empty] | 1195 | 100 | Division of Campus Recreation | NQNQ0571 | 52505 | Athletic_Physical Education Service - Locker Room | No | DEPT
[7 empty] | 1195P | 100 | Division of Campus Recreation | NQNQ0571 | 52505 | Athletic_Physical Education Service - Locker Room | No | DEPT
[7 empty] | 1325A | 100 | Division of Campus Recreation | NQNQ0571 | 52510 | Athletic_Physical Education Service - Shower Room | No | DEPT
[7 empty] | 1325B | 100 | Division of Campus Recreation | NQNQ0571 | 52510 | Athletic_Physical Education Service - Shower Room | No | DEPT
[6 empty] | 02 | 2003 | 100 | NA | NA | XXX05 | All-Gender Public Restroom | No | DEPT
[7 empty] | 2005 | 100 | NA | NA | XXX05 | All-Gender Public Restroom | No | DEPT
[7 empty] | 2130D | 100 | Division of Campus Recreation | NQNQ0571 | 52505 | Athletic_Physical Education Service - Locker Room | No | DEPT
[7 empty] | 2130D3 | 100 | Division of Campus Recreation | NQNQ0571 | 52510 | Athletic_Physical Education Service - Shower Room | No | DEPT
[7 empty] | 2140A | 100 | Division of Campus Recreation | NQNQ0571 | 52505 | Athletic_Physical Education Service - Locker Room | No | DEPT
[7 empty] | 2140A3 | 100 | Division of Campus Recreation | NQNQ0571 | 52510 | Athletic_Physical Education Service - Shower Room | No | DEPT
[7 empty] | 2200C | 100 | NA | NA | XXX03 | Men's Public Restroom | No | DEPT
[7 empty] | 2200D | 100 | NA | NA | XXX04 | Women's Public Restroom | No | DEPT
[7 empty] | 2200F | 100 | NA | NA | XXX04 | Women's Public Restroom | No | DEPT
[7 empty] | 2327 | 100 | NA | NA | XXX03 | Men's Public Restroom | No | DEPT
[7 empty] | 2329 | 100 | NA | NA | XXX04 | Women's Public Restroom | No | DEPT
[6 empty] | 03 | 3100D | 100 | NA | NA | XXX04 | Women's Public Restroom | No | DEPT
[7 empty] | 3100E | 100 | NA | NA | XXX03 | Men's Public Restroom | No | DEPT
Admin Information Technology Building | 50 Gerty Dr | On | Owned | Yes | No | 00 | 0B37 | 100 | NA | NA | XXX04 | Women's Public Restroom | No | PP
[7 empty] | 0B37A | 100 | NA | NA | XXX04 | Women's Public Restroom | No | PP
[7 empty] | 0B38 | 100 | NA | NA | XXX03 | Men's Public Restroom | No | PP
[7 empty] | 0L20 | 100 | NA | NA | XXX04 | Women's Public Restroom | No | PP
[7 empty] | 0L21 | 100 | NA | NA | XXX03 | Men's Public Restroom | No | PP
[6 empty] | 01 | 0137 | 100 | NA | NA | XXX04 | Women's Public Restroom | No | PP
[7 empty] | 1120 | 100 | NA | NA | XXX04 | Women's Public Restroom | No | PP
[7 empty] | 1121 | 100 | NA | NA | XXX03 | Men's Public Restroom | No | PP
[7 empty] | 138 | 100 | NA | NA | XXX03 | Men's Public Restroom | No | PP
Admissions and Records Building | 901 W Illinois St | On | Owned | Yes | No | 01 | 0104 | 100 | NA | NA | XXX04 | Women's Public Restroom | No | PP
[7 empty] | 0151 | 100 | NA | NA | XXX03 | Men's Public Restroom | No | PP
[6 empty] | 02 | 0204 | 100 | NA | NA | XXX04 | Women's Public Restroom | No | PP
[7 empty] | 0251 | 100 | NA | NA | XXX03 | Men's Public Restroom | No | PP
[6 empty] | 03 | 0304 | 100 | NA | NA | XXX04 | Women's Public Restroom | No | PP
[7 empty] | 0351 | 100 | NA | NA | XXX03 | Men's Public Restroom | No | PP
Advanced Computation Building | 1011 Springfield Ave | On | Owned | Yes | No | 01 | 0123 | 100 | NA | NA | XXX04 | Women's Public Restroom | No | PP
[7 empty] | 0125 | 100 | NA | NA | XXX03 | Men's Public Restroom | No | PP
[6 empty] | 02 | 0208 | 100 | NA | NA | XXX05 | All-Gender Public Restroom | No | PP
[6 empty] | 03 | 0308 | 100 | NA | NA | XXX03 | Men's Public Restroom | No | PP
[7 empty] | 0309 | 100 | NA | NA | XXX04 | Women's Public Restroom | No | PP
Aerodynamics Research Laboratory | 1013 Springfield Ave | On | Owned | Yes | No | 01 | 0105B | 100 | NA | NA | XXX03 | Men's Public Restroom | No | DEPT
[7 empty] | 0105C | 100 | NA | NA | XXX04 | Women's Public Restroom | No | DEPT
Aeronomy Field Station | 4810 N High Cross Rd | On | Owned | No | No | 01 | 0003 | 100 | NA | NA | XXX05 | All-Gender Public Restroom | No | DEPT
Aeronomy Laser - Radar Facility | 4810 N High Cross Rd | Off | Owned | No | No | 01 | 0104 | 100 | NA | NA | XXX05 | All-Gender Public Restroom | No | DEPT
African American Studies | 1201 W Nevada St | On | Owned | Yes | No | 02 | 0210 | 100 | NA | NA | XXX04 | Women's Public Restroom | No | PP
[7 empty] | 0211 | 100 | NA | NA | XXX03 | Men's Public Restroom | No | PP
Agricultural and Biological Engineering Storage Building | 3603 S Race St | On | Owned | No | No | 01 | 0101 | 100 | NA | NA | XXX05 | All-Gender Public Restroom | No | DEPT
[7 empty] | 0103 | 100 | NA | NA | XXX05 | All-Gender Public Restroom | No | DEPT
Agricultural Bioprocess Lab | 1302 W Pennsylvania Ave | On | Owned | Yes | No | 00 | 0006 | 100 | NA | NA | XXX03 | Men's Public Restroom | No | PP
[6 empty] | 01 | 0120 | 100 | NA | NA | XXX03 | Men's Public Restroom | No | PP
[7 empty] | 0121 | 100 | NA | NA | XXX04 | Women's Public Restroom | No | PP
[6 empty] | 02 | 0204 | 100 | NA | NA | XXX05 | All-Gender Public Restroom | No | PP
Agricultural Engineering Sciences Building | 1304 W Pennsylvania Ave | On | Owned | Yes | No | 01 | 0112 | 100 | NA | NA | XXX03 | Men's Public Restroom | No | PP
[7 empty] | 0112C | 100 | NA | NA | XXX03 | Men's Public Restroom | No | PP
[7 empty] | 0112D | 100 | NA | NA | XXX11 | Shower Room | No | PP
[7 empty] | 0114 | 100 | NA | NA | XXX04 | Women's Public Restroom | No | PP
[7 empty] | 0114A | 100 | NA | NA | XXX04 | Women's Public Restroom | No | PP
[7 empty] | 0166 | 100 | NA | NA | XXX04 | Women's Public Restroom | No | PP
[7 empty] | 0166A | 100 | NA | NA | XXX04 | Women's Public Restroom | No | PP
[7 empty] | 0170 | 100 | NA | NA | XXX03 | Men's Public Restroom | No | PP
[7 empty] | 0170A | 100 | NA | NA | XXX03 | Men's Public Restroom | No | PP
[6 empty] | 02 | 0212 | 100 | NA | NA | XXX03 | Men's Public Restroom | No | PP
[7 empty] | 0212A | 100 | NA | NA | XXX03 | Men's Public Restroom | No | PP
[7 empty] | 0216 | 100 | NA | NA | XXX04 | Women's Public Restroom | No | PP
[7 empty] | 0216A | 100 | NA | NA | XXX04 | Women's Public Restroom | No | PP
[7 empty] | 0266 | 100 | NA | NA | XXX04 | Women's Public Restroom | No | PP
[7 empty] | 0266A | 100 | NA | NA | XXX04 | Women's Public Restroom | No | PP
[7 empty] | 0270 | 100 | NA | NA | XXX03 | Men's Public Restroom | No | PP
[7 empty] | 0270A | 100 | NA | NA | XXX03 | Men's Public Restroom | No | PP
[6 empty] | 03 | 0310C | 100 | NA | NA | XXX04 | Women's Public Restroom | No | PP
[7 empty] | 0312 | 100 | NA | NA | XXX03 | Men's Public Restroom | No | PP
[7 empty] | 0312A | 100 | NA | NA | XXX03 | Men's Public Restroom | No | PP
[7 empty] | 0316 | 100 | NA | NA | XXX04 | Women's Public Restroom | No | PP
[7 empty] | 0316A | 100 | NA | NA | XXX04 | Women's Public Restroom | No | PP
[7 empty] | 0366 | 100 | NA | NA | XXX04 | Women's Public Restroom | No | PP
[7 empty] | 0366A | 100 | NA | NA | XXX04 | Women's Public Restroom | No | PP
[7 empty] | 0370 | 100 | NA | NA | XXX03 | Men's Public Restroom | No | PP
[7 empty] | 0370A | 100 | NA | NA | XXX03 | Men's Public Restroom | No | PP
[7 empty] | 0372A | 100 | NA | NA | XXX04 | Women's Public Restroom | No | PP
Agronomy Seed House | 1418 Hazelwood Dr | On | Owned | Yes | No | 01 | 0102 | 100 | NA | NA | XXX04 | Women's Public Restroom | No | PP
[7 empty] | 0103 | 100 | NA | NA | XXX03 | Men's Public Restroom | No | PP
Agronomy South Farms Lab | 1414 Hazelwood Dr | On | Owned | No | No | 01 | 0005A | 100 | NA | NA | XXX05 | All-Gender Public Restroom | No | DEPT
Airport Hangar #9 | 7 Airport Rd | Off | Owned | No | Yes | 01 | 0102 | 100 | NA | NA | XXX04 | Women's Public Restroom | No | DEPT
[7 empty] | 0103 | 100 | NA | NA | XXX03 | Men's Public Restroom | No | DEPT
Airport Operations Garage | 11 Airport Rd | Off | Owned | No | Yes | 01 | 0020B | 100 | NA | NA | XXX05 | All-Gender Public Restroom | No | DEPT
Alice Campbell Alumni Center | 601 S Lincoln Ave | On | Owned | Yes | No | 00 | 0006 | 100 | NA | NA | XXX04 | Women's Public Restroom | No | PP
[7 empty] | 0008 | 100 | NA | NA | XXX03 | Men's Public Restroom | No | PP
[6 empty] | 01 | 1006 | 100 | NA | NA | XXX04 | Women's Public Restroom | No | PP
[7 empty] | 1008 | 100 | NA | NA | XXX03 | Men's Public Restroom | No | PP
[6 empty] | 02 | 2006 | 100 | NA | NA | XXX04 | Women's Public Restroom | No | PP
[7 empty] | 2008 | 100 | NA | NA | XXX03 | Men's Public Restroom | No | PP
[7 empty] | 2013E1 | 100 | UI Alumni Alliance | AMAM1637 | 31533 | Office Service - Restroom | No | PP
[6 empty] | 03 | 3006 | 100 | NA | NA | XXX04 | Women's Public Restroom | No | PP
[7 empty] | 3008 | 100 | NA | NA | XXX03 | Men's Public Restroom | No | PP
Allen Residence Hall | 1005 Gregory Dr | On | Owned | No | Yes | 00 | 0086 | 100 | NA | NA | XXX04 | Women's Public Restroom | No | DEPT
[7 empty] | 0086A | 100 | NA | NA | XXX03 | Men's Public Restroom | No | DEPT
[6 empty] | 01 | 0158 | 100 | NA | NA | XXX04 | Women's Public Restroom | No | DEPT
[7 empty] | 0160 | 100 | NA | NA | XXX03 | Men's Public Restroom | No | DEPT
Allerton Gatehouse - RAPCC | 510 Old Timber Rd | Off | Owned | No | No | 01 | 0001A | 100 | Allerton Park & Retreat Center | NBNB0550 | 91900 | Toilet or Bath | No | DEPT
[7 empty] | 0002A | 100 | Allerton Park & Retreat Center | NBNB0550 | 91900 | Toilet or Bath | No | DEPT
[7 empty] | 0003A1 | 100 | Allerton Park & Retreat Center | NBNB0550 | 91900 | Toilet or Bath | No | DEPT
[6 empty] | 02 | 0004A | 100 | Allerton Park & Retreat Center | NBNB0550 | 91900 | Toilet or Bath | No | DEPT
[7 empty] | 0005A | 100 | Allerton Park & Retreat Center | NBNB0550 | 91900 | Toilet or Bath | No | DEPT
[7 empty] | 0006A | 100 | Allerton Park & Retreat Center | NBNB0550 | 91900 | Toilet or Bath | No | DEPT
Allerton House in the Woods - RAPCC | 473 Old Timber Rd | Off | Owned | No | No | 01 | 1001A | 100 | Allerton Park & Retreat Center | NBNB0550 | 91900 | Toilet or Bath | No | DEPT
[7 empty] | 1002A | 100 | Allerton Park & Retreat Center | NBNB0550 | 91900 | Toilet or Bath | No | DEPT
[7 empty] | 1003A | 100 | Allerton Park & Retreat Center | NBNB0550 | 91900 | Toilet or Bath | No | DEPT
[7 empty] | 1004A | 100 | Allerton Park & Retreat Center | NBNB0550 | 91900 | Toilet or Bath | No | DEPT
[6 empty] | 02 | 2005A | 100 | Allerton Park & Retreat Center | NBNB0550 | 91900 | Toilet or Bath | No | DEPT
[7 empty] | 2006A | 100 | Allerton Park & Retreat Center | NBNB0550 | 91900 | Toilet or Bath | No | DEPT
[7 empty] | 2007A | 100 | Allerton Park & Retreat Center | NBNB0550 | 91900 | Toilet or Bath | No | DEPT
[7 empty] | 2008A | 100 | Allerton Park & Retreat Center | NBNB0550 | 91900 | Toilet or Bath | No | DEPT
Allerton Main House - RAPCC | 515 Old Timber Rd | Off | Owned | No | No | 00 | 0012 | 100 | Allerton Park & Retreat Center | NBNB0550 | 63533 | Food Facility Service - Restroom | No | DEPT
[6 empty] | 01 | 0107 | 100 | Allerton Park & Retreat Center | NBNB0550 | 91900 | Toilet or Bath | No | DEPT
[7 empty] | 0109 | 100 | NA | NA | XXX03 | Men's Public Restroom | No | DEPT
[7 empty] | 0111 | 100 | NA | NA | XXX04 | Women's Public Restroom | No | DEPT
[7 empty] | 0124 | 100 | NA | NA | XXX04 | Women's Public Restroom | No | DEPT
[7 empty] | 0126 | 100 | NA | NA | XXX03 | Men's Public Restroom | No | DEPT
[6 empty] | 03 | 0301 | 100 | Allerton Park & Retreat Center | NBNB0550 | 91900 | Toilet or Bath | No | DEPT
[7 empty] | 0302 | 100 | Allerton Park & Retreat Center | NBNB0550 | 91900 | Toilet or Bath | No | DEPT
Allerton Main Toilet - RAPCC | 515 Old Timber Rd | Off | Owned | No | No | 01 | 1000 | 100 | NA | NA | XXX03 | Men's Public Restroom | No | DEPT
[7 empty] | 1001 | 100 | NA | NA | XXX04 | Women's Public Restroom | No | DEPT
Allerton Maintenance Shed | 515 Old Timber Rd | Off | Owned | No | No | 01 | 1008 | 100 | Allerton Park & Retreat Center | NBNB0550 | 91900 | Toilet or Bath | No | DEPT
Allerton Music Barn | 515 Old Timber Rd | Off | Owned | No | No | 00 | MEN | 100 | NA | NA | XXX03 | Men's Public Restroom | No | DEPT
[7 empty] | WOMEN | 100 | NA | NA | XXX04 | Women's Public Restroom | No | DEPT
Allerton Park Operations - Employee Lounge - RAPCC | 515 Old Timber Rd | Off | Owned | No | No | 00 | 0101 | 100 | Allerton Park & Retreat Center | NBNB0550 | 91900 | Toilet or Bath | No | DEPT
Allerton Regency Office - RAPCC | 515 Old Timber Rd | Off | Owned | No | No | 01 | 1002A | 100 | Allerton Park & Retreat Center | NBNB0550 | 91900 | Toilet or Bath | No | DEPT
[7 empty] | 1002B | 100 | Allerton Park & Retreat Center | NBNB0550 | 91900 | Toilet or Bath | No | DEPT
Allerton Service Building - 4H | 499 Old Timber Rd | Off | Owned | No | No | 01 | 1001 | 100 | NA | NA | XXX05 | All-Gender Public Restroom | No | DEPT
Allerton Staff Cabin - 4H | 499 Old Timber Rd | Off | Owned | No | No | 01 | 1000 | 100 | NA | NA | XXX03 | Men's Public Restroom | No | DEPT
[7 empty] | 1007 | 100 | NA | NA | XXX04 | Women's Public Restroom | No | DEPT
Allerton Visitor's Center - RAPCC | 515 Old Timber Rd | Off | Owned | No | No | 01 | 1004 | 100 | Allerton Park & Retreat Center | NBNB0550 | 91900 | Toilet or Bath | No | DEPT
[7 empty] | 1006 | 100 | Allerton Park & Retreat Center | NBNB0550 | 91900 | Toilet or Bath | No | DEPT
Altgeld Hall | 1409 W Green St | On | Owned | Yes | No | 01 | 0115 | 100 | NA | NA | XXX04 | Women's Public Restroom | No | PP
[7 empty] | 0119 | 100 | NA | NA | XXX03 | Men's Public Restroom | No | PP
[7 empty] | 0163 | 100 | NA | NA | XXX03 | Men's Public Restroom | No | PP
[6 empty] | 02 | 0240 | 100 | NA | NA | XXX03 | Men's Public Restroom | No | PP
[7 empty] | 0266 | 100 | NA | NA | XXX04 | Women's Public Restroom | No | PP
[6 empty] | 03 | 0307 | 100 | NA | NA | XXX03 | Men's Public Restroom | No | PP
[7 empty] | 0325 | 100 | NA | NA | XXX04 | Women's Public Restroom | No | PP
[7 empty] | 0364 | 100 | NA | NA | XXX03 | Men's Public Restroom | No | PP
Animal Science K40 Facility | 411 Saint Mary's Rd | On | Owned | Yes | No | 01 | 0121A | 100 | NA | NA | XXX05 | All-Gender Public Restroom | No | PP
Animal Science Machine Storage Building | 3603 S Race St | On | Owned | No | No | 01 | 0004 | 100 | NA | NA | XXX05 | All-Gender Public Restroom | No | DEPT
Animal Sciences Laboratory | 1207 Gregory Dr | On | Owned | Yes | No | 00 | 0013 | 100 | NA | NA | XXX04 | Women's Public Restroom | No | PP
[7 empty] | 0018 | 100 | NA | NA | XXX03 | Men's Public Restroom | No | PP
[6 empty] | 01 | 0103 | 100 | NA | NA | XXX04 | Women's Public Restroom | No | PP
[7 empty] | 0195 | 100 | NA | NA | XXX04 | Women's Public Restroom | No | PP
[7 empty] | 0197 | 100 | NA | NA | XXX03 | Men's Public Restroom | No | PP
[6 empty] | 02 | 0201 | 100 | NA | NA | XXX04 | Women's Public Restroom | No | PP
[7 empty] | 0299 | 100 | NA | NA | XXX03 | Men's Public Restroom | No | PP
[6 empty] | 03 | 0301 | 100 | NA | NA | XXX04 | Women's Public Restroom | No | PP
[7 empty] | 0398 | 100 | NA | NA | XXX03 | Men's Public Restroom | No | PP
[6 empty] | 04 | 0401 | 100 | NA | NA | XXX03 | Men's Public Restroom | No | PP
[7 empty] | 0403 | 100 | NA | NA | XXX04 | Women's Public Restroom | No | PP
Architecture Annex | 1303 S Goodwin Ave | On | Owned | Yes | No | 00 | 0007 | 100 | Facilities and Services | NNNN6701 | 75510 | Central Service Support - Restroom | No | PP
[6 empty] | 01 | 0004A | 100 | NA | NA | XXX04 | Women's Public Restroom | No | PP
[7 empty] | 0006 | 100 | NA | NA | XXX04 | Women's Public Restroom | No | PP
[7 empty] | 0122 | 100 | NA | NA | XXX03 | Men's Public Restroom | No | PP
[7 empty] | 0123 | 100 | NA | NA | XXX04 | Women's Public Restroom | No | PP
[6 empty] | 02 | 0203 | 100 | NA | NA | XXX04 | Women's Public Restroom | No | PP
[7 empty] | 0207 | 100 | NA | NA | XXX03 | Men's Public Restroom | No | PP
Architecture Building | 608 Lorado Taft Dr | On | Owned | Yes | No | 00 | 0003 | 100 | NA | NA | XXX03 | Men's Public Restroom | No | PP
[6 empty] | 01 | 0101 | 100 | NA | NA | XXX04 | Women's Public Restroom | No | PP
[7 empty] | 0101A | 100 | NA | NA | XXX05 | All-Gender Public Restroom | No | PP
[6 empty] | 02 | 0203 | 100 | NA | NA | XXX03 | Men's Public Restroom | No | PP
[6 empty] | 03 | 0303A | 100 | NA | NA | XXX04 | Women's Public Restroom | No | PP
[6 empty] | 04 | 0405 | 100 | NA | NA | XXX03 | Men's Public Restroom | No | PP
Armory | 505 E Armory Ave | On | Owned | Yes | No | 01 | 0105 | 100 | NA | NA | XXX04 | Women's Public Restroom | No | PP
[7 empty] | 0107B | 100 | Military Science | LDLD0914 | 31533 | Office Service - Restroom | No | PP
[7 empty] | 0115 | 100 | NA | NA | XXX04 | Women's Public Restroom | No | PP
[7 empty] | 0127 | 100 | NA | NA | XXX04 | Women's Public Restroom | No | PP
[7 empty] | 0142 | 100 | NA | NA | XXX03 | Men's Public Restroom | No | PP
[7 empty] | 0156B | 100 | NA | NA | XXX03 | Men's Public Restroom | No | PP
[7 empty] | 0156C | 100 | NA | NA | XXX04 | Women's Public Restroom | No | PP
[7 empty] | 0158 | 100 | NA | NA | XXX03 | Men's Public Restroom | No | PP
[7 empty] | 0194 | 100 | NA | NA | XXX04 | Women's Public Restroom | No | PP
[7 empty] | 0195 | 100 | NA | NA | XXX03 | Men's Public Restroom | No | PP
[6 empty] | 02 | 0217 | 100 | NA | NA | XXX03 | Men's Public Restroom | No | PP
[7 empty] | 0218 | 100 | NA | NA | XXX04 | Women's Public Restroom | No | PP
[7 empty] | 0246 | 100 | NA | NA | XXX04 | Women's Public Restroom | No | PP
[7 empty] | 0334A | 100 | Naval Science | LDLD0558 | 52505 | Athletic_Physical Education Service - Locker Room | No | PP
[6 empty] | 03 | 0314 | 100 | NA | NA | XXX04 | Women's Public Restroom | No | PP
[7 empty] | 0335 | 100 | NA | NA | XXX03 | Men's Public Restroom | No | PP
[7 empty] | 0348 | 100 | NA | NA | XXX04 | Women's Public Restroom | No | PP
[6 empty] | 04 | 0434 | 100 | NA | NA | XXX04 | Women's Public Restroom | No | PP
Art and Design Building | 408 Peabody Dr | On | Owned | Yes | No | 00 | 0003A | 100 | NA | NA | XXX03 | Men's Public Restroom | No | PP
[7 empty] | 0003B | 100 | NA | NA | XXX03 | Men's Public Restroom | No | PP
[6 empty] | 01 | 0103 | 100 | NA | NA | XXX04 | Women's Public Restroom | No | PP
[7 empty] | 0105 | 100 | NA | NA | XXX03 | Men's Public Restroom | No | PP
[6 empty] | 02 | 0203 | 100 | NA | NA | XXX03 | Men's Public Restroom | No | PP
[6 empty] | 03 | 0303 | 100 | NA | NA | XXX04 | Women's Public Restroom | No | PP
Ashton Woods Apartments Office | 2221 S First St | On | Owned | No | Yes | 01 | 0105 | 100 | NA | NA | XXX05 | All-Gender Public Restroom | No | DEPT
Asian American House | 1210 W Nevada St | On | Owned | Yes | No | 01 | 1024 | 100 | NA | NA | XXX04 | Women's Public Restroom | No | DEPT
[7 empty] | 1026 | 100 | NA | NA | XXX03 | Men's Public Restroom | No | DEPT
Astronomy Building | 1002 W Green St | On | Owned | Yes | No | 01 | 0109 | 100 | NA | NA | XXX04 | Women's Public Restroom | No | PP
[7 empty] | 0112 | 100 | NA | NA | XXX03 | Men's Public Restroom | No | PP
[6 empty] | 02 | 0214 | 100 | NA | NA | XXX03 | Men's Public Restroom | No | PP
[7 empty] | 0219 | 100 | NA | NA | XXX04 | Women's Public Restroom | No | PP
Atkins Tennis Center | 1751 S Goodwin Ave | On | Owned | No | Yes | 01 | 0110 | 100 | NA | NA | XXX04 | Women's Public Restroom | No | DEPT
[7 empty] | 0111 | 100 | Intercollegiate Athletics | NUNU0336 | 52505 | Athletic_Physical Education Service - Locker Room | No | DEPT
[7 empty] | 0112 | 100 | Intercollegiate Athletics | NUNU0336 | 52510 | Athletic_Physical Education Service - Shower Room | No | DEPT
[7 empty] | 0116 | 100 | Intercollegiate Athletics | NUNU0336 | 52505 | Athletic_Physical Education Service - Locker Room | No | DEPT
[7 empty] | 0118 | 100 | Intercollegiate Athletics | NUNU0336 | 52510 | Athletic_Physical Education Service - Shower Room | No | DEPT
[7 empty] | 0126 | 100 | NA | NA | XXX03 | Men's Public Restroom | No | DEPT
[7 empty] | 0127 | 100 | Intercollegiate Athletics | NUNU0336 | 52505 | Athletic_Physical Education Service - Locker Room | No | DEPT
[7 empty] | 0128 | 100 | Intercollegiate Athletics | NUNU0336 | 52510 | Athletic_Physical Education Service - Shower Room | No | DEPT
[7 empty] | 0132 | 100 | Intercollegiate Athletics | NUNU0336 | 52505 | Athletic_Physical Education Service - Locker Room | No | DEPT
[7 empty] | 0134 | 100 | Intercollegiate Athletics | NUNU0336 | 52510 | Athletic_Physical Education Service - Shower Room | No | DEPT
[7 empty] | A0106 | 100 | NA | NA | XXX04 | Women's Public Restroom | No | DEPT
[7 empty] | A0107 | 100 | NA | NA | XXX03 | Men's Public Restroom | No | DEPT
[7 empty] | A0113 | 100 | Intercollegiate Athletics | NUNU0336 | 52505 | Athletic_Physical Education Service - Locker Room | No | DEPT
[7 empty] | A0113B | 100 | Intercollegiate Athletics | NUNU0336 | 52510 | Athletic_Physical Education Service - Shower Room | No | DEPT
[7 empty] | A0115 | 100 | Intercollegiate Athletics | NUNU0336 | 52505 | Athletic_Physical Education Service - Locker Room | No | DEPT
[7 empty] | A0115B | 100 | Intercollegiate Athletics | NUNU0336 | 52510 | Athletic_Physical Education Service - Shower Room | No | DEPT
Atmospheric Sciences Building | 103 S Gregory St | On | Owned | Yes | No | 01 | 0117 | 100 | NA | NA | XXX03 | Men's Public Restroom | No | PP
[7 empty] | 0118 | 100 | NA | NA | XXX04 | Women's Public Restroom | No | PP
Babcock Hall | 1002 College Ct | On | Owned | No | Yes | 00 | 0043A | 100 | NA | NA | XXX05 | All-Gender Public Restroom | No | DEPT
[7 empty] | 0043B | 100 | NA | NA | XXX05 | All-Gender Public Restroom | No | DEPT
[7 empty] | 0043C | 100 | NA | NA | XXX05 | All-Gender Public Restroom | No | DEPT
[7 empty] | 0043D | 100 | NA | NA | XXX05 | All-Gender Public Restroom | No | DEPT
[7 empty] | 0043E | 100 | NA | NA | XXX05 | All-Gender Public Restroom | No | DEPT
[6 empty] | 01 | 0142A | 100 | NA | NA | XXX05 | All-Gender Public Restroom | No | DEPT
[7 empty] | 0142B | 100 | NA | NA | XXX05 | All-Gender Public Restroom | No | DEPT
[7 empty] | 0142C | 100 | NA | NA | XXX05 | All-Gender Public Restroom | No | DEPT
[7 empty] | 0142D | 100 | NA | NA | XXX05 | All-Gender Public Restroom | No | DEPT
[7 empty] | 0142E | 100 | NA | NA | XXX05 | All-Gender Public Restroom | No | DEPT
[7 empty] | 0143A | 100 | NA | NA | XXX05 | All-Gender Public Restroom | No | DEPT
[7 empty] | 0143B | 100 | NA | NA | XXX05 | All-Gender Public Restroom | No | DEPT
[7 empty] | 0143C | 100 | NA | NA | XXX05 | All-Gender Public Restroom | No | DEPT
[7 empty] | 0143D | 100 | NA | NA | XXX05 | All-Gender Public Restroom | No | DEPT
[6 empty] | 02 | 0242A | 100 | NA | NA | XXX05 | All-Gender Public Restroom | No | DEPT
[7 empty] | 0242B | 100 | NA | NA | XXX05 | All-Gender Public Restroom | No | DEPT
[7 empty] | 0242C | 100 | NA | NA | XXX05 | All-Gender Public Restroom | No | DEPT
[7 empty] | 0242D | 100 | NA | NA | XXX05 | All-Gender Public Restroom | No | DEPT
[7 empty] | 0242E | 100 | NA | NA | XXX05 | All-Gender Public Restroom | No | DEPT
[7 empty] | 0243A | 100 | NA | NA | XXX05 | All-Gender Public Restroom | No | DEPT
[7 empty] | 0243B | 100 | NA | NA | XXX05 | All-Gender Public Restroom | No | DEPT
[7 empty] | 0243C | 100 | NA | NA | XXX05 | All-Gender Public Restroom | No | DEPT
[7 empty] | 0243D | 100 | NA | NA | XXX05 | All-Gender Public Restroom | No | DEPT
[6 empty] | 03 | 0342A | 100 | NA | NA | XXX05 | All-Gender Public Restroom | No | DEPT
[7 empty] | 0342B | 100 | NA | NA | XXX05 | All-Gender Public Restroom | No | DEPT
[7 empty] | 0342C | 100 | NA | NA | XXX05 | All-Gender Public Restroom | No | DEPT
[7 empty] | 0342D | 100 | NA | NA | XXX05 | All-Gender Public Restroom | No | DEPT
[7 empty] | 0342E | 100 | NA | NA | XXX05 | All-Gender Public Restroom | No | DEPT
[7 empty] | 0343A | 100 | NA | NA | XXX05 | All-Gender Public Restroom | No | DEPT
[7 empty] | 0343B | 100 | NA | NA | XXX05 | All-Gender Public Restroom | No | DEPT
[7 empty] | 0343C | 100 | NA | NA | XXX05 | All-Gender Public Restroom | No | DEPT
[7 empty] | 0343D | 100 | NA | NA | XXX05 | All-Gender Public Restroom | No | DEPT
[6 empty] | 04 | 0442A | 100 | NA | NA | XXX05 | All-Gender Public Restroom | No | DEPT
[7 empty] | 0442B | 100 | NA | NA | XXX05 | All-Gender Public Restroom | No | DEPT
[7 empty] | 0442C | 100 | NA | NA | XXX05 | All-Gender Public Restroom | No | DEPT
[7 empty] | 0442D | 100 | NA | NA | XXX05 | All-Gender Public Restroom | No | DEPT
[7 empty] | 0442E | 100 | NA | NA | XXX05 | All-Gender Public Restroom | No | DEPT
[7 empty] | 0443A | 100 | NA | NA | XXX05 | All-Gender Public Restroom | No | DEPT
[7 empty] | 0443B | 100 | NA | NA | XXX05 | All-Gender Public Restroom | No | DEPT
[7 empty] | 0443C | 100 | NA | NA | XXX05 | All-Gender Public Restroom | No | DEPT
[7 empty] | 0443D | 100 | NA | NA | XXX05 | All-Gender Public Restroom | No | DEPT
Beckman Institute | 405 N Mathews Ave | On | Owned | Yes | No | 00 | B0520 | 100 | NA | NA | XXX04 | Women's Public Restroom | No | PP
[7 empty] | B0524 | 100 | NA | NA | XXX03 | Men's Public Restroom | No | PP
[7 empty] | B0657 | 100 | Division of Animal Resources | NENE0298 | 57570 | Animal Quarters Service - Restroom | No | PP
[7 empty] | B0673 | 100 | Division of Animal Resources | NENE0298 | 57570 | Animal Quarters Service - Restroom | No | PP
[7 empty] | B0679 | 100 | Division of Animal Resources | NENE0298 | 57570 | Animal Quarters Service - Restroom | No | PP
[6 empty] | 01 | 1011 | 100 | NA | NA | XXX04 | Women's Public Restroom | No | PP
[7 empty] | 1019 | 100 | NA | NA | XXX03 | Men's Public Restroom | No | PP
[7 empty] | 1402 | 100 | NA | NA | XXX03 | Men's Public Restroom | No | PP
[7 empty] | 1404 | 100 | NA | NA | XXX04 | Women's Public Restroom | No | PP
[7 empty] | 1702 | 100 | NA | NA | XXX04 | Women's Public Restroom | No | PP
[7 empty] | 1704 | 100 | NA | NA | XXX03 | Men's Public Restroom | No | PP
[7 empty] | 1724 | 100 | NA | NA | XXX03 | Men's Public Restroom | No | PP
[7 empty] | 1728 | 100 | NA | NA | XXX04 | Women's Public Restroom | No | PP
[6 empty] | 02 | 2402 | 100 | NA | NA | XXX03 | Men's Public Restroom | No | PP
[7 empty] | 2404 | 100 | NA | NA | XXX04 | Women's Public Restroom | No | PP
[7 empty] | 2702 | 100 | NA | NA | XXX04 | Women's Public Restroom | No | PP
[7 empty] | 2704 | 100 | NA | NA | XXX03 | Men's Public Restroom | No | PP
[6 empty] | 03 | 3402 | 100 | NA | NA | XXX03 | Men's Public Restroom | No | PP
[7 empty] | 3404 | 100 | NA | NA | XXX04 | Women's Public Restroom | No | PP
[7 empty] | 3702 | 100 | NA | NA | XXX04 | Women's Public Restroom | No | PP
[7 empty] | 3704 | 100 | NA | NA | XXX03 | Men's Public Restroom | No | PP
[6 empty] | 04 | 4135 | 100 | NA | NA | XXX04 | Women's Public Restroom | No | PP
[7 empty] | 4137 | 100 | NA | NA | XXX03 | Men's Public Restroom | No | PP
[7 empty] | 4203 | 100 | NA | NA | XXX04 | Women's Public Restroom | No | PP
[7 empty] | 4327 | 100 | NA | NA | XXX03 | Men's Public Restroom | No | PP
[6 empty] | 05 | 5203 | 100 | NA | NA | XXX04 | Women's Public Restroom | No | PP
[7 empty] | 5327 | 100 | NA | NA | XXX03 | Men's Public Restroom | No | PP
| (empty) | (empty) | (empty) | (empty) | (empty) | (empty) | B0614B | (empty) | (empty) | (empty) | (empty) | Women's Public Restroom | ? | ?
[7 empty] | B0614C | (empty) | (empty) | (empty) | (empty) | Men's Public Restroom | ? | ?
Bee Research Facility | 3515 S Lincoln Ave | On | Owned | No | No | 01 | 1006 | 100 | NA | NA | XXX05 | All-Gender Public Restroom | No | DEPT
Bevier Hall | 905 S Goodwin Ave | On | Owned | Yes | No | 00 | 0092 | 100 | NA | NA | XXX05 | All-Gender Public Restroom | No | PP
[6 empty] | 01 | 0125 | 100 | NA | NA | XXX04 | Women's Public Restroom | No | PP
[7 empty] | 0195 | 100 | NA | NA | XXX04 | Women's Public Restroom | No | PP
[7 empty] | 0198B | 100 | NA | NA | XXX03 | Men's Public Restroom | No | PP
[6 empty] | 02 | 0225 | 100 | NA | NA | XXX04 | Women's Public Restroom | No | PP
[7 empty] | 0260C | 100 | Food Science & Human Nutrition | KLKL0698 | 31533 | Office Service - Restroom | No | PP
[7 empty] | 0287 | 100 | NA | NA | XXX05 | All-Gender Public Restroom | No | PP
[7 empty] | 0289 | 100 | NA | NA | XXX05 | All-Gender Public Restroom | No | PP
[7 empty] | 0291 | 100 | NA | NA | XXX03 | Men's Public Restroom | No | PP
[6 empty] | 03 | 0333 | 100 | NA | NA | XXX04 | Women's Public Restroom | No | PP
[7 empty] | 0339A | 100 | Food Science & Human Nutrition | KLKL0698 | 31533 | Office Service - Restroom | No | PP
[7 empty] | 0391 | 100 | NA | NA | XXX03 | Men's Public Restroom | No | PP
[6 empty] | 04 | 0425 | 100 | NA | NA | XXX04 | Women's Public Restroom | No | PP
[7 empty] | 0491 | 100 | NA | NA | XXX03 | Men's Public Restroom | No | PP
[6 empty] | 05 | 0525 | 100 | NA | NA | XXX04 | Women's Public Restroom | No | PP
[7 empty] | 0577 | 100 | NA | NA | XXX03 | Men's Public Restroom | No | PP
[7 empty] | 0577A | 100 | NA | NA | XXX03 | Men's Public Restroom | No | PP
Bielfeldt Athletic Administration Building | 1700 S Fourth St | On | Owned | No | Yes | 01 | 1020 | 100 | Intercollegiate Athletics | NUNU0336 | 52505 | Athletic_Physical Education Service - Locker Room | No | DEPT
[7 empty] | 1027 | 100 | Intercollegiate Athletics | NUNU0336 | 52510 | Athletic_Physical Education Service - Shower Room | No | DEPT
[7 empty] | 1029 | 100 | Intercollegiate Athletics | NUNU0336 | 52505 | Athletic_Physical Education Service - Locker Room | No | DEPT
[7 empty] | 1063 | 100 | NA | NA | XXX04 | Women's Public Restroom | No | DEPT
[7 empty] | 1064 | 100 | NA | NA | XXX03 | Men's Public Restroom | No | DEPT
[6 empty] | 02 | 2078 | 100 | NA | NA | XXX04 | Women's Public Restroom | No | DEPT
[7 empty] | 2079 | 100 | NA | NA | XXX04 | Women's Public Restroom | No | DEPT
Biological Control Laboratory | 1904 Griffith Dr | On | Owned | Yes | No | 01 | 0152 | 100 | NA | NA | XXX03 | Men's Public Restroom | No | PP
[7 empty] | 0153 | 100 | NA | NA | XXX04 | Women's Public Restroom | No | PP
Bondville Road Field Station - Instrument Shelter | 1175 CR 500 E | Off | Owned | No | No | 01 | 1004 | 100 | IL State Water Survey | NPNP1740 | 25533 | Research Laboratory Service - Restroom | No | DEPT
Bruce D. Nesbitt African American Cultural Center | 1212 W Nevada St | On | Owned | Yes | No | 00 | 0020 | 100 | NA | NA | XXX05 | All-Gender Public Restroom | No | DEPT
[6 empty] | 01 | 1024 | 100 | NA | NA | XXX04 | Women's Public Restroom | No | DEPT
[7 empty] | 1026 | 100 | NA | NA | XXX03 | Men's Public Restroom | No | DEPT
[6 empty] | 02 | 2024 | 100 | NA | NA | XXX04 | Women's Public Restroom | No | DEPT
[7 empty] | 2026 | 100 | NA | NA | XXX03 | Men's Public Restroom | No | DEPT
Burrill Hall | 407 S Goodwin Ave | On | Owned | Yes | No | 00 | 0045 | 100 | NA | NA | XXX03 | Men's Public Restroom | No | PP
[7 empty] | 0048 | 100 | NA | NA | XXX04 | Women's Public Restroom | No | PP
[6 empty] | 01 | 0110A | 100 | NA | NA | XXX11 | Shower Room | No | PP
[7 empty] | 0110B | 100 | NA | NA | XXX05 | All-Gender Public Restroom | No | PP
[7 empty] | 0110C | 100 | NA | NA | XXX05 | All-Gender Public Restroom | No | PP
[7 empty] | 0139 | 100 | NA | NA | XXX04 | Women's Public Restroom | No | PP
[7 empty] | 0139A | 100 | NA | NA | XXX04 | Women's Public Restroom | No | PP
[7 empty] | 0145 | 100 | NA | NA | XXX03 | Men's Public Restroom | No | PP
[6 empty] | 02 | 0248 | 100 | NA | NA | XXX03 | Men's Public Restroom | No | PP
[7 empty] | 0249 | 100 | NA | NA | XXX04 | Women's Public Restroom | No | PP
[6 empty] | 03 | 0345 | 100 | NA | NA | XXX03 | Men's Public Restroom | No | PP
[7 empty] | 0349 | 100 | NA | NA | XXX04 | Women's Public Restroom | No | PP
[6 empty] | 04 | 0441 | 100 | NA | NA | XXX04 | Women's Public Restroom | No | PP
[7 empty] | 0445 | 100 | NA | NA | XXX03 | Men's Public Restroom | No | PP
[6 empty] | 05 | 0545 | 100 | NA | NA | XXX03 | Men's Public Restroom | No | PP
[7 empty] | 0549 | 100 | NA | NA | XXX04 | Women's Public Restroom | No | PP
[7 empty] | 0593A | 100 | Division of Animal Resources | NENE0298 | 57570 | Animal Quarters Service - Restroom | No | PP
Busey Hall | 1111 W Nevada St | On | Owned | No | Yes | 01 | 0138 | 100 | NA | NA | XXX03 | Men's Public Restroom | No | DEPT
[7 empty] | 0139 | 100 | NA | NA | XXX04 | Women's Public Restroom | No | DEPT
Business Instructional Facility | 515 Gregory Dr | On | Owned | Yes | No | 01 | 1005 | 100 | NA | NA | XXX04 | Women's Public Restroom | No | DEPT
[7 empty] | 1007 | 100 | NA | NA | XXX03 | Men's Public Restroom | No | DEPT
[7 empty] | 1047 | 100 | NA | NA | XXX03 | Men's Public Restroom | No | DEPT
[7 empty] | 1051 | 100 | NA | NA | XXX04 | Women's Public Restroom | No | DEPT
[6 empty] | 02 | 2010 | 100 | NA | NA | XXX03 | Men's Public Restroom | No | DEPT
[7 empty] | 2013 | 100 | NA | NA | XXX04 | Women's Public Restroom | No | DEPT
[7 empty] | 2051 | 100 | NA | NA | XXX03 | Men's Public Restroom | No | DEPT
[7 empty] | 2053 | 100 | NA | NA | XXX04 | Women's Public Restroom | No | DEPT
[6 empty] | 03 | 3010 | 100 | NA | NA | XXX03 | Men's Public Restroom | No | DEPT
[7 empty] | 3013 | 100 | NA | NA | XXX04 | Women's Public Restroom | No | DEPT
[7 empty] | 3051 | 100 | NA | NA | XXX03 | Men's Public Restroom | No | DEPT
[7 empty] | 3053 | 100 | NA | NA | XXX04 | Women's Public Restroom | No | DEPT
[6 empty] | 04 | 4023 | 100 | NA | NA | XXX04 | Women's Public Restroom | No | DEPT
[7 empty] | 4025 | 100 | NA | NA | XXX03 | Men's Public Restroom | No | DEPT
Campbell Hall | 300 N Goodwin Ave | On | Owned | Yes | No | 01 | 0106 | 100 | NA | NA | XXX03 | Men's Public Restroom | No | PP
[7 empty] | 0107 | 100 | NA | NA | XXX04 | Women's Public Restroom | No | PP
[7 empty] | 0131 | 100 | NA | NA | XXX04 | Women's Public Restroom | No | PP
[7 empty] | 0132 | 100 | NA | NA | XXX03 | Men's Public Restroom | No | PP
[6 empty] | 02 | 0206 | 100 | NA | NA | XXX03 | Men's Public Restroom | No | PP
[7 empty] | 0207 | 100 | NA | NA | XXX04 | Women's Public Restroom | No | PP
[7 empty] | 0231 | 100 | NA | NA | XXX04 | Women's Public Restroom | No | PP
[7 empty] | 0232 | 100 | NA | NA | XXX03 | Men's Public Restroom | No | PP
Campus Recreation Center - East | 1102 Gregory Dr | On | Owned | No | Yes | 01 | 1004 | 100 | Division of Campus Recreation | NQNQ0571 | 52505 | Athletic_Physical Education Service - Locker Room | No | DEPT
[7 empty] | 1004A | 100 | Division of Campus Recreation | NQNQ0571 | 52510 | Athletic_Physical Education Service - Shower Room | No | DEPT
[7 empty] | 1006 | 100 | NA | NA | XXX03 | Men's Public Restroom | No | DEPT
[7 empty] | 1006A | 100 | Division of Campus Recreation | NQNQ0571 | 52505 | Athletic_Physical Education Service - Locker Room | No | DEPT
[7 empty] | 1006C | 100 | Division of Campus Recreation | NQNQ0571 | 52510 | Athletic_Physical Education Service - Shower Room | No | DEPT
[7 empty] | 1008 | 100 | NA | NA | XXX04 | Women's Public Restroom | No | DEPT
[7 empty] | 1008A | 100 | Division of Campus Recreation | NQNQ0571 | 52505 | Athletic_Physical Education Service - Locker Room | No | DEPT
[7 empty] | 1008C | 100 | Division of Campus Recreation | NQNQ0571 | 52510 | Athletic_Physical Education Service - Shower Room | No | DEPT
[7 empty] | 1025 | 100 | NA | NA | XXX03 | Men's Public Restroom | No | DEPT
[7 empty] | 1029 | 100 | NA | NA | XXX04 | Women's Public Restroom | No | DEPT
[7 empty] | 1032A | 100 | Division of Campus Recreation | NQNQ0571 | 52505 | Athletic_Physical Education Service - Locker Room | No | DEPT
[7 empty] | 1032B | 100 | Division of Campus Recreation | NQNQ0571 | 52505 | Athletic_Physical Education Service - Locker Room | No | DEPT
[7 empty] | C1022A | 100 | Division of Campus Recreation | NQNQ0571 | 52505 | Athletic_Physical Education Service - Locker Room | No | DEPT
[7 empty] | C1022B | 100 | Division of Campus Recreation | NQNQ0571 | 52505 | Athletic_Physical Education Service - Locker Room | No | DEPT
[7 empty] | C1030A | 100 | Division of Campus Recreation | NQNQ0571 | 52505 | Athletic_Physical Education Service - Locker Room | No | DEPT
[7 empty] | C1030B | 100 | Division of Campus Recreation | NQNQ0571 | 52505 | Athletic_Physical Education Service - Locker Room | No | DEPT
[7 empty] | C1030C | 100 | Division of Campus Recreation | NQNQ0571 | 52505 | Athletic_Physical Education Service - Locker Room | No | DEPT
[7 empty] | C1030D | 100 | Division of Campus Recreation | NQNQ0571 | 52505 | Athletic_Physical Education Service - Locker Room | No | DEPT
[6 empty] | 02 | 2000C | 100 | NA | NA | XXX04 | Women's Public Restroom | No | DEPT
[7 empty] | 2000D | 100 | NA | NA | XXX03 | Men's Public Restroom | No | DEPT
Carl R. Woese Institute for Genomic Biology | 1206 Gregory Dr | On | Owned | Yes | No | 00 | 0602 | 100 | NA | NA | XXX03 | Men's Public Restroom | No | DEPT
[7 empty] | 0604 | 100 | NA | NA | XXX04 | Women's Public Restroom | No | DEPT
[6 empty] | 01 | 1004 | 100 | NA | NA | XXX04 | Women's Public Restroom | No | DEPT
[7 empty] | 1006 | 100 | NA | NA | XXX03 | Men's Public Restroom | No | DEPT
[7 empty] | 1625 | 100 | NA | NA | XXX04 | Women's Public Restroom | No | DEPT
[7 empty] | 1629 | 100 | NA | NA | XXX03 | Men's Public Restroom | No | DEPT
[6 empty] | 02 | 2004 | 100 | NA | NA | XXX04 | Women's Public Restroom | No | DEPT
[7 empty] | 2006 | 100 | NA | NA | XXX03 | Men's Public Restroom | No | DEPT
[7 empty] | 2601C | 100 | Institute for Genomic Biology | NPNP0231 | 91900 | Toilet or Bath | No | DEPT
[7 empty] | 2625 | 100 | NA | NA | XXX04 | Women's Public Restroom | No | DEPT
[7 empty] | 2629 | 100 | NA | NA | XXX03 | Men's Public Restroom | No | DEPT
[7 empty] | 2636B | 100 | Institute for Genomic Biology | NPNP0231 | 91900 | Toilet or Bath | No | DEPT
[6 empty] | 03 | 3004 | 100 | NA | NA | XXX04 | Women's Public Restroom | No | DEPT
[7 empty] | 3006 | 100 | NA | NA | XXX03 | Men's Public Restroom | No | DEPT
Center for Wounded Veterans in Higher Education | 908 W Nevada St | On | Owned | Split | No | 01 | 1012 | 100 | NA | NA | XXX04 | Women's Public Restroom | No | DEPT
[7 empty] | 1014 | 100 | NA | NA | XXX03 | Men's Public Restroom | No | DEPT
[6 empty] | 02 | 2017 | 100 | NA | NA | XXX05 | All-Gender Public Restroom | No | DEPT
Central Receiving Building | 1609 S Oak St | On | Owned | Yes | No | 01 | 0002 | 100 | NA | NA | XXX04 | Women's Public Restroom | No | PP
[7 empty] | 0003 | 100 | NA | NA | XXX03 | Men's Public Restroom | No | PP
[7 empty] | 0108 | 100 | NA | NA | XXX03 | Men's Public Restroom | No | PP
[7 empty] | 0110 | 100 | NA | NA | XXX04 | Women's Public Restroom | No | PP
Ceramics Building | 105 S Goodwin Ave | On | Owned | Yes | No | 01 | 0107 | 100 | NA | NA | XXX03 | Men's Public Restroom | No | PP
[6 empty] | 02 | 0206 | 100 | NA | NA | XXX03 | Men's Public Restroom | No | PP
[6 empty] | 03 | 0301 | 100 | NA | NA | XXX04 | Women's Public Restroom | No | PP
[7 empty] | 0309 | 100 | NA | NA | XXX03 | Men's Public Restroom | No | PP
Ceramics Kiln House | 107 S Goodwin Ave | On | Owned | Yes | No | 01 | 0112 | 100 | NA | NA | XXX03 | Men's Public Restroom | No | PP
[7 empty] | 0113 | 100 | NA | NA | XXX04 | Women's Public Restroom | No | PP
[6 empty] | 02 | 0214 | 100 | NA | NA | XXX03 | Men's Public Restroom | No | PP
[7 empty] | 0215 | 100 | NA | NA | XXX04 | Women's Public Restroom | No | PP
CERL - EFOB-L Administration Building | 2902 Newmark Dr | Off | Owned | No | No | 01 | 1000B | 100 | NA | NA | XXX05 | All-Gender Public Restroom | No | DEPT
CERL - Main Building 1 | 2902 Newmark Dr | Off | Owned | No | No | 01 | 1115 | 100 | NA | NA | XXX04 | Women's Public Restroom | No | DEPT
[7 empty] | 1118 | 100 | NA | NA | XXX03 | Men's Public Restroom | No | DEPT
[7 empty] | 1145 | 100 | NA | NA | XXX05 | All-Gender Public Restroom | No | DEPT
[7 empty] | 1146 | 100 | NA | NA | XXX11 | Shower Room | No | DEPT
CERL - Main Building 2 | 2902 Newmark Dr | Off | Owned | No | No | 01 | 2108 | 100 | NA | NA | XXX04 | Women's Public Restroom | No | DEPT
[7 empty] | 2111 | 100 | NA | NA | XXX03 | Men's Public Restroom | No | DEPT
[7 empty] | 2162 | 100 | NA | NA | XXX11 | Shower Room | No | DEPT
[7 empty] | 2163 | 100 | NA | NA | XXX04 | Women's Public Restroom | No | DEPT
CERL - Main Building 3 | 2902 Newmark Dr | Off | Owned | No | No | 01 | 3004 | 100 | NA | NA | XXX04 | Women's Public Restroom | No | DEPT
[7 empty] | 3005 | 100 | NA | NA | XXX03 | Men's Public Restroom | No | DEPT
CERL - Main Building 4, Shaffer | 2902 Newmark Dr | Off | Owned | No | No | 01 | 0004 | 100 | NA | NA | XXX03 | Men's Public Restroom | No | DEPT
[7 empty] | 0005 | 100 | NA | NA | XXX04 | Women's Public Restroom | No | DEPT
[7 empty] | 0027 | 100 | NA | NA | XXX05 | All-Gender Public Restroom | No | DEPT
[7 empty] | 0028 | 100 | NA | NA | XXX05 | All-Gender Public Restroom | No | DEPT
[6 empty] | 02 | 0204 | 100 | NA | NA | XXX03 | Men's Public Restroom | No | DEPT
[7 empty] | 0205 | 100 | NA | NA | XXX04 | Women's Public Restroom | No | DEPT
CERL - Plant/Soil Response Facility | 2902 Newmark Dr | Off | Owned | No | No | 01 | 0102 | 100 | Civil & Environmental Eng | KPKP0251 | 25533 | Research Laboratory Service - Restroom | No | DEPT
CERL - Solar House 6 | 2902 Newmark Dr | Off | Owned | No | No | 01 | 6004 | 100 | NA | NA | XXX05 | All-Gender Public Restroom | No | DEPT
CERL - Tess Building | 2902 Newmark Dr | Off | Owned | No | No | 01 | 4101 | 100 | NA | NA | XXX04 | Women's Public Restroom | No | DEPT
[7 empty] | 4102 | 100 | NA | NA | XXX03 | Men's Public Restroom | No | DEPT
Chanute Facility #916 | 1603 Titan Dr | Off | Leased | No | No | 01 | 0103 | 100 | Civil & Environmental Eng | KPKP0251 | 78533 | Unit Storage Service - Restroom | No | DEPT
Chanute Facility #918 | 1605 Titan Dr | Off | Leased | No | No | 01 | 0103 | 100 | Civil & Environmental Eng | KPKP0251 | 25533 | Research Laboratory Service - Restroom | No | DEPT
[7 empty] | 0104 | 100 | Civil & Environmental Eng | KPKP0251 | 25533 | Research Laboratory Service - Restroom | No | DEPT
Chanute Facility #927 | 1607 Titan Dr | Off | Leased | No | No | 01 | 0104 | 100 | Civil & Environmental Eng | KPKP0251 | 31533 | Office Service - Restroom | No | DEPT
Chanute Facility #933 | 1611 Titan Dr | Off | Leased | No | No | 01 | 0106 | 100 | Civil & Environmental Eng | KPKP0251 | 31533 | Office Service - Restroom | No | DEPT
[7 empty] | 0107 | 100 | Civil & Environmental Eng | KPKP0251 | 31533 | Office Service - Restroom | No | DEPT
Chemical & Life Sciences Laboratory | 601 S Goodwin Ave | On | Owned | Yes | No | 01 | A0109 | 100 | NA | NA | XXX03 | Men's Public Restroom | No | PP
[7 empty] | A0113 | 100 | NA | NA | XXX04 | Women's Public Restroom | No | PP
[7 empty] | A0147 | 100 | NA | NA | XXX05 | All-Gender Public Restroom | No | PP
[7 empty] | B0130 | 100 | NA | NA | XXX04 | Women's Public Restroom | No | PP
[7 empty] | B0132 | 100 | NA | NA | XXX03 | Men's Public Restroom | No | PP
[6 empty] | 02 | A0213 | 100 | NA | NA | XXX03 | Men's Public Restroom | No | PP
[7 empty] | A0221 | 100 | NA | NA | XXX04 | Women's Public Restroom | No | PP
[7 empty] | C0202 | 100 | NA | NA | XXX04 | Women's Public Restroom | No | PP
[7 empty] | C0204 | 100 | NA | NA | XXX03 | Men's Public Restroom | No | PP
[6 empty] | 03 | A0311 | 100 | NA | NA | XXX03 | Men's Public Restroom | No | PP
[7 empty] | A0315 | 100 | NA | NA | XXX04 | Women's Public Restroom | No | PP
[7 empty] | C0302 | 100 | NA | NA | XXX04 | Women's Public Restroom | No | PP
[7 empty] | C0304 | 100 | NA | NA | XXX03 | Men's Public Restroom | No | PP
[6 empty] | 04 | A0413 | 100 | NA | NA | XXX03 | Men's Public Restroom | No | PP
[7 empty] | A0421 | 100 | NA | NA | XXX04 | Women's Public Restroom | No | PP
[7 empty] | C0402 | 100 | NA | NA | XXX04 | Women's Public Restroom | No | PP
[7 empty] | C0404 | 100 | NA | NA | XXX03 | Men's Public Restroom | No | PP
[6 empty] | 05 | A0513 | 100 | NA | NA | XXX03 | Men's Public Restroom | No | PP
[7 empty] | A0521 | 100 | NA | NA | XXX04 | Women's Public Restroom | No | PP
[7 empty] | C0502 | 100 | NA | NA | XXX04 | Women's Public Restroom | No | PP
[7 empty] | C0504 | 100 | NA | NA | XXX03 | Men's Public Restroom | No | PP
[6 empty] | 06 | C0602 | 100 | NA | NA | XXX04 | Women's Public Restroom | No | PP
[7 empty] | C0604 | 100 | NA | NA | XXX03 | Men's Public Restroom | No | PP
Chemistry Annex | 601 S Mathews Ave | On | Owned | Yes | No | 01 | 1009 | 100 | NA | NA | XXX03 | Men's Public Restroom | No | PP
[7 empty] | 1011 | 100 | NA | NA | XXX04 | Women's Public Restroom | No | PP
[6 empty] | 02 | 2009 | 100 | NA | NA | XXX03 | Men's Public Restroom | No | PP
[7 empty] | 2011 | 100 | NA | NA | XXX04 | Women's Public Restroom | No | PP
[6 empty] | 03 | 3009 | 100 | NA | NA | XXX03 | Men's Public Restroom | No | PP
[7 empty] | 3011 | 100 | NA | NA | XXX04 | Women's Public Restroom | No | PP
[6 empty] | B0 | 0009 | 100 | NA | NA | XXX03 | Men's Public Restroom | No | PP
[7 empty] | 0011 | 100 | NA | NA | XXX04 | Women's Public Restroom | No | PP
[7 empty] | 0014 | 100 | NA | NA | XXX05 | All-Gender Public Restroom | No | PP
[7 empty] | 0015 | 100 | NA | NA | XXX05 | All-Gender Public Restroom | No | PP
Child Development Laboratory | 1105 W Nevada St | On | Owned | Yes | No | 00 | 0008 | 100 | NA | NA | XXX03 | Men's Public Restroom | No | PP
[7 empty] | 0010 | 100 | NA | NA | XXX04 | Women's Public Restroom | No | PP
[6 empty] | 01 | 0110 | 100 | NA | NA | XXX05 | All-Gender Public Restroom | No | PP
[6 empty] | 02 | 0204 | 100 | NA | NA | XXX04 | Women's Public Restroom | No | PP
[7 empty] | 0213 | 100 | NA | NA | XXX03 | Men's Public Restroom | No | PP
Children's Research Center | 2202 Kirk Dr | On | Owned | Yes | No | 00 | 0006 | 100 | NA | NA | XXX04 | Women's Public Restroom | No | PP
[7 empty] | 0010 | 100 | NA | NA | XXX03 | Men's Public Restroom | No | PP
[6 empty] | 01 | 0104 | 100 | NA | NA | XXX03 | Men's Public Restroom | No | PP
[7 empty] | 0107A | 100 | Special Education | KNKN0570 | 25533 | Research Laboratory Service - Restroom | No | PP
[7 empty] | 0154 | 100 | NA | NA | XXX04 | Women's Public Restroom | No | PP
Christopher Hall | 904 W Nevada St | On | Owned | Yes | No | 00 | 0004 | 100 | NA | NA | XXX04 | Women's Public Restroom | No | DEPT
[7 empty] | 0006 | 100 | NA | NA | XXX03 | Men's Public Restroom | No | DEPT
[6 empty] | 01 | 1017 | 100 | NA | NA | XXX03 | Men's Public Restroom | No | DEPT
[7 empty] | 1021 | 100 | NA | NA | XXX04 | Women's Public Restroom | No | DEPT
[6 empty] | 02 | 2037 | 100 | NA | NA | XXX03 | Men's Public Restroom | No | DEPT
[7 empty] | 2037A | 100 | NA | NA | XXX04 | Women's Public Restroom | No | DEPT
Civil Engineering Hydrosystems Lab | 301 N Mathews Ave | On | Owned | Yes | No | 01 | 1537 | 100 | NA | NA | XXX04 | Women's Public Restroom | No | PP
[7 empty] | 1538A | 100 | NA | NA | XXX03 | Men's Public Restroom | No | PP
[6 empty] | 02 | 2536 | 100 | NA | NA | XXX03 | Men's Public Restroom | No | PP
[7 empty] | 2538 | 100 | NA | NA | XXX04 | Women's Public Restroom | No | PP
Clark Hall | 1203 S Fourth St | On | Owned | No | Yes | 00 | 0038 | 100 | NA | NA | XXX03 | Men's Public Restroom | No | DEPT
[7 empty] | 0057 | 100 | NA | NA | XXX04 | Women's Public Restroom | No | DEPT
[6 empty] | 03 | 0326B | 100 | NA | NA | XXX05 | All-Gender Public Restroom | No | DEPT
Clinical Skills Learning Center | 1102 Hazelwood Dr | On | Owned | Yes | No | 01 | 0104 | 100 | NA | NA | XXX03 | Men's Public Restroom | No | PP
[7 empty] | 0106 | 100 | NA | NA | XXX04 | Women's Public Restroom | No | PP
Coble Hall | 801 S Wright St | On | Owned | Yes | No | 00 | 0015 | 100 | NA | NA | XXX03 | Men's Public Restroom | No | PP
[7 empty] | 0017 | 100 | NA | NA | XXX04 | Women's Public Restroom | No | PP
[6 empty] | 01 | 0115 | 100 | NA | NA | XXX03 | Men's Public Restroom | No | PP
[7 empty] | 0117 | 100 | NA | NA | XXX04 | Women's Public Restroom | No | PP
[6 empty] | 02 | 0212 | 100 | NA | NA | XXX04 | Women's Public Restroom | No | PP
[7 empty] | 0220 | 100 | NA | NA | XXX05 | All-Gender Public Restroom | No | PP
[6 empty] | 03 | 0302A | 100 | NA | NA | XXX03 | Men's Public Restroom | No | PP
[7 empty] | 0312 | 100 | NA | NA | XXX04 | Women's Public Restroom | No | PP
College of Fine and Applied Arts Design Research Laboratory | 1 Saint Mary's Rd | On | Owned | Yes | No | 01 | 0109 | 100 | NA | NA | XXX05 | All-Gender Public Restroom | No | PP
[7 empty] | 0113 | 100 | NA | NA | XXX05 | All-Gender Public Restroom | No | PP
College of Fine and Applied Arts Performing Arts Annex | 1301 S Goodwin Ave | On | Owned | Yes | No | 01 | 0102 | 100 | NA | NA | XXX03 | Men's Public Restroom | No | PP
[6 empty] | 02 | 0204 | 100 | NA | NA | XXX04 | Women's Public Restroom | No | PP
[7 empty] | 0206 | 100 | NA | NA | XXX03 | Men's Public Restroom | No | PP
College of Veterinary Medicine South Clinic | 2100 S Goodwin Ave | On | Owned | Yes | No | 01 | 0021 | 100 | NA | NA | XXX04 | Women's Public Restroom | No | PP
[7 empty] | 0022 | 100 | NA | NA | XXX03 | Men's Public Restroom | No | PP
[7 empty] | 0042 | 100 | NA | NA | XXX05 | All-Gender Public Restroom | No | PP
Colonel Wolfe School | 403 E Healey St | On | Owned | Yes | No | 00 | 0012A | 100 | NA | NA | XXX03 | Men's Public Restroom | No | PP
[7 empty] | 0024C | 100 | NA | NA | XXX04 | Women's Public Restroom | No | PP
[6 empty] | 01 | 0140D | 100 | General & Unassigned | NGNG0236 | 31533 | Office Service - Restroom | No | PP
[6 empty] | 02 | 0212A | 100 | NA | NA | XXX04 | Women's Public Restroom | No | PP
Commercial Airport Terminal Building | 11 Airport Rd | Off | Owned | No | Yes | 01 | 0111 | 100 | NA | NA | XXX03 | Men's Public Restroom | No | DEPT
[7 empty] | 0113 | 100 | NA | NA | XXX04 | Women's Public Restroom | No | DEPT
[7 empty] | 0158 | 100 | NA | NA | XXX03 | Men's Public Restroom | No | DEPT
[7 empty] | 0159 | 100 | NA | NA | XXX04 | Women's Public Restroom | No | DEPT
[6 empty] | 02 | 0203 | 100 | NA | NA | XXX03 | Men's Public Restroom | No | DEPT
[7 empty] | 0204 | 100 | NA | NA | XXX04 | Women's Public Restroom | No | DEPT
[7 empty] | 0225 | 100 | NA | NA | XXX03 | Men's Public Restroom | No | DEPT
[7 empty] | 0226 | 100 | NA | NA | XXX04 | Women's Public Restroom | No | DEPT
[7 empty] | 0232 | 100 | NA | NA | XXX03 | Men's Public Restroom | No | DEPT
[7 empty] | 0236 | 100 | NA | NA | XXX04 | Women's Public Restroom | No | DEPT
Computing Applications Building | 605 E Springfield Ave | On | Owned | Yes | No | 00 | 0046 | 100 | NA | NA | XXX04 | Women's Public Restroom | No | PP
[7 empty] | 0058 | 100 | NA | NA | XXX03 | Men's Public Restroom | No | PP
[6 empty] | 01 | 0170 | 100 | NA | NA | XXX03 | Men's Public Restroom | No | PP
[7 empty] | 0172 | 100 | NA | NA | XXX04 | Women's Public Restroom | No | PP
[6 empty] | 02 | 0244 | 100 | NA | NA | XXX04 | Women's Public Restroom | No | PP
[7 empty] | 0248 | 100 | NA | NA | XXX03 | Men's Public Restroom | No | PP
Conference Center | 111 Saint Mary's Rd | On | Owned | No | No | 01 | 1022 | 100 | NA | NA | XXX03 | Men's Public Restroom | No | DEPT
[7 empty] | 1026 | 100 | NA | NA | XXX04 | Women's Public Restroom | No | DEPT
[7 empty] | 1052 | 100 | NA | NA | XXX04 | Women's Public Restroom | No | DEPT
[7 empty] | 1056 | 100 | NA | NA | XXX03 | Men's Public Restroom | No | DEPT
Control Tower | 1 Airport Rd | Off | Owned | No | Yes | 03 | 0310 | 100 | NA | NA | XXX05 | All-Gender Public Restroom | No | DEPT
[6 empty] | 04 | 0410 | 100 | NA | NA | XXX05 | All-Gender Public Restroom | No | DEPT
Coordinated Science Laboratory | 1308 W Main St | On | Owned | Yes | No | 00 | B0003 | 100 | NA | NA | XXX03 | Men's Public Restroom | No | PP
[7 empty] | B0004 | 100 | NA | NA | XXX04 | Women's Public Restroom | No | PP
[6 empty] | 01 | 0132 | 100 | NA | NA | XXX04 | Women's Public Restroom | No | PP
[7 empty] | 0136 | 100 | NA | NA | XXX03 | Men's Public Restroom | No | PP
[6 empty] | 02 | 0233 | 100 | NA | NA | XXX04 | Women's Public Restroom | No | PP
[7 empty] | 0237 | 100 | NA | NA | XXX03 | Men's Public Restroom | No | PP
[6 empty] | 03 | 0334 | 100 | NA | NA | XXX04 | Women's Public Restroom | No | PP
[7 empty] | 0338 | 100 | NA | NA | XXX03 | Men's Public Restroom | No | PP
[6 empty] | 04 | 0433 | 100 | NA | NA | XXX04 | Women's Public Restroom | No | PP
[7 empty] | 0437 | 100 | NA | NA | XXX03 | Men's Public Restroom | No | PP
Crop Sciences Research and Education Center | 4202 S First St | On | Owned | No | No | 01 | 1011 | 100 | NA | NA | XXX04 | Women's Public Restroom | No | DEPT
[7 empty] | 1013 | 100 | NA | NA | XXX03 | Men's Public Restroom | No | DEPT
Dalkey Archive Press (PSSB) | 1805 S Wright St | On | Owned | Yes | No | 01 | 0105 | 100 | NA | NA | XXX03 | Men's Public Restroom | No | PP
[7 empty] | 0106 | 100 | NA | NA | XXX04 | Women's Public Restroom | No | PP
Dance Studio | 905 W Nevada St | On | Owned | Yes | No | 01 | 0108A | 100 | NA | NA | XXX04 | Women's Public Restroom | No | PP
[7 empty] | 0109A | 100 | NA | NA | XXX03 | Men's Public Restroom | No | PP
[6 empty] | 02 | 0204A1 | 100 | Dance | KRKR0801 | 31533 | Office Service - Restroom | No | PP
[7 empty] | 0204A2 | 100 | Dance | KRKR0801 | 31533 | Office Service - Restroom | No | PP
Daniels Hall | 1010 W Green St | On | Owned | No | Yes | 01 | 0116 | 100 | NA | NA | XXX05 | All-Gender Public Restroom | No | DEPT
[7 empty] | 0118 | 100 | NA | NA | XXX05 | All-Gender Public Restroom | No | DEPT
[7 empty] | 0131 | 100 | NA | NA | XXX05 | All-Gender Public Restroom | No | DEPT
[7 empty] | 0133 | 100 | NA | NA | XXX05 | All-Gender Public Restroom | No | DEPT
Davenport Hall | 607 S Mathews Ave | On | Owned | Yes | No | 01 | 0111 | 100 | NA | NA | XXX03 | Men's Public Restroom | No | PP
[7 empty] | 0183 | 100 | NA | NA | XXX04 | Women's Public Restroom | No | PP
[7 empty] | 131 | 100 | NA | NA | XXX03 | Not sure- had to add add, assuming Womens | No | PP
[6 empty] | 02 | 0211 | 100 | NA | NA | XXX03 | Men's Public Restroom | No | PP
[7 empty] | 0233 | 100 | NA | NA | XXX03 | Men's Public Restroom | No | PP
[7 empty] | 0281 | 100 | NA | NA | XXX03 | Men's Public Restroom | No | PP
[6 empty] | 03 | 0311 | 100 | NA | NA | XXX03 | Men's Public Restroom | No | PP
[7 empty] | 0333 | 100 | NA | NA | XXX04 | Women's Public Restroom | No | PP
David Kinley Hall | 1407 Gregory Dr | On | Owned | Yes | No | 00 | 0020 | 100 | NA | NA | XXX04 | Women's Public Restroom | No | PP
[7 empty] | 0034 | 100 | NA | NA | XXX05 | All-Gender Public Restroom | No | PP
[6 empty] | 01 | 0107 | 100 | NA | NA | XXX03 | Men's Public Restroom | No | PP
[7 empty] | 0121 | 100 | NA | NA | XXX04 | Women's Public Restroom | No | PP
[6 empty] | 02 | 0207 | 100 | NA | NA | XXX03 | Men's Public Restroom | No | PP
[7 empty] | 0221 | 100 | NA | NA | XXX04 | Women's Public Restroom | No | PP
[6 empty] | 03 | 0308 | 100 | NA | NA | XXX03 | Men's Public Restroom | No | PP
[7 empty] | 0324 | 100 | NA | NA | XXX04 | Women's Public Restroom | No | PP
[6 empty] | 04 | 0411 | 100 | NA | NA | XXX03 | Men's Public Restroom | No | PP
[7 empty] | 0428 | 100 | NA | NA | XXX04 | Women's Public Restroom | No | PP
Digital Computer Laboratory | 1304 Springfield Ave | On | Owned | Yes | No | 00 | L0222 | 100 | NA | NA | XXX04 | Women's Public Restroom | No | PP
[7 empty] | L0224 | 100 | NA | NA | XXX03 | Men's Public Restroom | No | PP
[6 empty] | 01 | 1402 | 100 | NA | NA | XXX04 | Women's Public Restroom | No | PP
[7 empty] | 1404 | 100 | NA | NA | XXX03 | Men's Public Restroom | No | PP
[7 empty] | 1414 | 100 | NA | NA | XXX04 | Women's Public Restroom | No | PP
[7 empty] | 1421 | 100 | NA | NA | XXX03 | Men's Public Restroom | No | PP
[7 empty] | 1520 | 100 | NA | NA | XXX03 | Men's Public Restroom | No | PP
[7 empty] | 1522 | 100 | NA | NA | XXX04 | Women's Public Restroom | No | PP
[7 empty] | 1524 | 100 | NA | NA | XXX03 | Men's Public Restroom | No | PP
[6 empty] | 02 | 2104 | 100 | NA | NA | XXX04 | Women's Public Restroom | No | PP
[7 empty] | 2301 | 100 | NA | NA | XXX03 | Men's Public Restroom | No | PP
[7 empty] | 2418A | 100 | NA | NA | XXX04 | Women's Public Restroom | No | PP
[7 empty] | 2520 | 100 | NA | NA | XXX03 | Men's Public Restroom | No | PP
[6 empty] | 03 | 3104 | 100 | NA | NA | XXX03 | Men's Public Restroom | No | PP
[7 empty] | 3301 | 100 | NA | NA | XXX04 | Women's Public Restroom | No | PP
Dixon Springs - Office, Admin. Building | 354 State Hwy 145 North | Off | Owned | No | No | 00 | 0101A | 100 | Agr, Consumer, & Env Sci Admn | KLKL0483 | 25533 | Research Laboratory Service - Restroom | No | DEPT
[7 empty] | 0103A | 100 | NA | NA | XXX03 | Men's Public Restroom | No | DEPT
[7 empty] | 0103B | 100 | NA | NA | XXX04 | Women's Public Restroom | No | DEPT
[6 empty] | 01 | 1001B | 100 | NA | NA | XXX04 | Women's Public Restroom | No | DEPT
[7 empty] | 1001C | 100 | NA | NA | XXX03 | Men's Public Restroom | No | DEPT
Driver Training Facility | 8 Gerty Dr | On | Owned | No | No | 01 | 0104 | 100 | NA | NA | XXX05 | All-Gender Public Restroom | No | DEPT
Durst Building | 1112 W University Ave | Off | Leased | No | No | 02 | 0234 | 50 | Principal's Scholars Pgm | NBNB1269 | 31533 | Office Service - Restroom | Shared | OWNER
[9 empty] | School of Labor & Empl. Rel. | LGLG0568 | 31533 | Office Service - Restroom | Shared | OWNER
[7 empty] | 0235 | 50 | Principal's Scholars Pgm | NBNB1269 | 31533 | Office Service - Restroom | Shared | OWNER
[9 empty] | School of Labor & Empl. Rel. | LGLG0568 | 31533 | Office Service - Restroom | Shared | OWNER
Early Child Development Lab | 1005 W Nevada St | On | Owned | Yes | No | 01 | 0108 | 100 | NA | NA | XXX04 | Women's Public Restroom | No | DEPT
[7 empty] | 0110 | 100 | NA | NA | XXX03 | Men's Public Restroom | No | DEPT
[7 empty] | 0135 | 100 | NA | NA | XXX03 | Men's Public Restroom | No | DEPT
[7 empty] | 0137 | 100 | NA | NA | XXX04 | Women's Public Restroom | No | DEPT
[6 empty] | 02 | 0207 | 100 | NA | NA | XXX03 | Men's Public Restroom | No | DEPT
[7 empty] | 0209 | 100 | NA | NA | XXX04 | Women's Public Restroom | No | DEPT
Education Building | 1310 S Sixth St | On | Owned | Yes | No | 00 | 0013 | 100 | NA | NA | XXX04 | Women's Public Restroom | No | PP
[7 empty] | 0013A | 100 | NA | NA | XXX04 | Women's Public Restroom | No | PP
[7 empty] | 0041 | 100 | NA | NA | XXX03 | Men's Public Restroom | No | PP
[6 empty] | 01 | 0113 | 100 | NA | NA | XXX04 | Women's Public Restroom | No | PP
[7 empty] | 0113A | 100 | NA | NA | XXX04 | Women's Public Restroom | No | PP
[7 empty] | 0141 | 100 | NA | NA | XXX03 | Men's Public Restroom | No | PP
[7 empty] | 0141A | 100 | NA | NA | XXX03 | Men's Public Restroom | No | PP
[7 empty] | 0172 | 100 | NA | NA | XXX03 | Men's Public Restroom | No | PP
[7 empty] | 0173 | 100 | NA | NA | XXX04 | Women's Public Restroom | No | PP
[6 empty] | 02 | 0213 | 100 | NA | NA | XXX04 | Women's Public Restroom | No | PP
[7 empty] | 0213A | 100 | NA | NA | XXX04 | Women's Public Restroom | No | PP
[7 empty] | 0241 | 100 | NA | NA | XXX03 | Men's Public Restroom | No | PP
[7 empty] | 0241A | 100 | NA | NA | XXX03 | Men's Public Restroom | No | PP
[6 empty] | 03 | 0313 | 100 | NA | NA | XXX04 | Women's Public Restroom | No | PP
[7 empty] | 0313A | 100 | NA | NA | XXX04 | Women's Public Restroom | No | PP
[7 empty] | 0341 | 100 | NA | NA | XXX03 | Men's Public Restroom | No | PP
[7 empty] | 0341A | 100 | NA | NA | XXX03 | Men's Public Restroom | No | PP
Eichelberger Field - Concessions | 1201 W Florida Ave | On | Owned | No | Yes | 01 | 0101 | 100 | NA | NA | XXX04 | Women's Public Restroom | No | DEPT
[7 empty] | 0102 | 100 | NA | NA | XXX03 | Men's Public Restroom | No | DEPT
Eichelberger Field - Locker Room | 1201 W Florida Ave | On | Owned | No | Yes | 01 | 0101 | 100 | Intercollegiate Athletics | NUNU0336 | 52505 | Athletic_Physical Education Service - Locker Room | No | DEPT
[7 empty] | 0106B | 100 | Intercollegiate Athletics | NUNU0336 | 52505 | Athletic_Physical Education Service - Locker Room | No | DEPT
[7 empty] | 0106C | 100 | Intercollegiate Athletics | NUNU0336 | 52570 | Athletic_Physical Education Service - Restroom | No | DEPT
[7 empty] | 0106E | 100 | Intercollegiate Athletics | NUNU0336 | 52510 | Athletic_Physical Education Service - Shower Room | No | DEPT
Electrical and Computer Engineering | 306 N Wright St | On | Owned | Yes | No | 00 | 0022 | 100 | NA | NA | XXX11 | Shower Room | No | PP
[7 empty] | 0023 | 100 | NA | NA | XXX11 | Shower Room | No | PP
[7 empty] | 0025 | 100 | NA | NA | XXX04 | Women's Public Restroom | No | PP
[7 empty] | 0027 | 100 | NA | NA | XXX03 | Men's Public Restroom | No | PP
[7 empty] | 0029 | 100 | NA | NA | XXX06 | Public Lactation Room | No | PP
[6 empty] | 01 | 1007 | 100 | NA | NA | XXX04 | Women's Public Restroom | No | PP
[7 empty] | 1009 | 100 | NA | NA | XXX03 | Men's Public Restroom | No | PP
[7 empty] | 1025 | 100 | NA | NA | XXX04 | Women's Public Restroom | No | PP
[7 empty] | 1027 | 100 | NA | NA | XXX03 | Men's Public Restroom | No | PP
[6 empty] | 02 | 2007 | 100 | NA | NA | XXX04 | Women's Public Restroom | No | PP
[7 empty] | 2009 | 100 | NA | NA | XXX03 | Men's Public Restroom | No | PP
[7 empty] | 2025 | 100 | NA | NA | XXX04 | Women's Public Restroom | No | PP
[7 empty] | 2027 | 100 | NA | NA | XXX03 | Men's Public Restroom | No | PP
[6 empty] | 03 | 3007 | 100 | NA | NA | XXX04 | Women's Public Restroom | No | PP
[7 empty] | 3009 | 100 | NA | NA | XXX03 | Men's Public Restroom | No | PP
[7 empty] | 3025 | 100 | NA | NA | XXX04 | Women's Public Restroom | No | PP
[7 empty] | 3027 | 100 | NA | NA | XXX03 | Men's Public Restroom | No | PP
[6 empty] | 04 | 4025 | 100 | NA | NA | XXX04 | Women's Public Restroom | No | PP
[7 empty] | 4027 | 100 | NA | NA | XXX03 | Men's Public Restroom | No | PP
[6 empty] | 05 | 5025 | 100 | NA | NA | XXX04 | Women's Public Restroom | No | PP
[7 empty] | 5027 | 100 | NA | NA | XXX03 | Men's Public Restroom | No | PP
Energy Farm Shed South Farms | 4110 S Race St | On | Owned | Yes | No | 01 | 0105 | 100 | NA | NA | XXX05 | All-Gender Public Restroom | No | DEPT
[7 empty] | 0106 | 100 | NA | NA | XXX05 | All-Gender Public Restroom | No | DEPT
Engineering Hall | 1308 W Green St | On | Owned | Yes | No | 01 | 0105 | 100 | NA | NA | XXX04 | Women's Public Restroom | No | PP
[7 empty] | 0107 | 100 | NA | NA | XXX03 | Men's Public Restroom | No | PP
[6 empty] | 02 | 0205 | 100 | NA | NA | XXX04 | Women's Public Restroom | No | PP
[7 empty] | 0208 | 100 | NA | NA | XXX03 | Men's Public Restroom | No | PP
[6 empty] | 03 | 0305 | 100 | NA | NA | XXX04 | Women's Public Restroom | No | PP
[7 empty] | 0308 | 100 | NA | NA | XXX03 | Men's Public Restroom | No | PP
[6 empty] | 04 | 0406A | 100 | NA | NA | XXX03 | Men's Public Restroom | No | PP
[7 empty] | 0406C | 100 | NA | NA | XXX04 | Women's Public Restroom | No | PP
Engineering Sciences Building | 1101 Springfield Ave | On | Owned | Yes | No | 01 | 0122 | 100 | NA | NA | XXX03 | Men's Public Restroom | No | PP
[7 empty] | 0172 | 100 | NA | NA | XXX03 | Men's Public Restroom | No | PP
[7 empty] | 0195 | 100 | NA | NA | XXX03 | Men's Public Restroom | No | PP
[7 empty] | 0197 | 100 | NA | NA | XXX04 | Women's Public Restroom | No | PP
[7 empty] | 1140 | 100 | NA | NA | XXX04 | Women's Public Restroom | No | PP
[6 empty] | 02 | 0272 | 100 | NA | NA | XXX04 | Women's Public Restroom | No | PP
[7 empty] | 2-140 | 100 | NA | NA | XXX03 | Men's Public Restroom | No | PP
[6 empty] | 03 | 3140 | 100 | NA | NA | XXX04 | Women's Public Restroom | No | PP
[6 empty] | 04 | 4140 | 100 | NA | NA | XXX03 | Men's Public Restroom | No | PP
[6 empty] | 05 | 5140 | 100 | NA | NA | XXX04 | Women's Public Restroom | No | PP
[6 empty] | 06 | 6140 | 100 | NA | NA | XXX03 | Men's Public Restroom | No | PP
Engineering Senior Design Laboratory | 113 S Gregory St | On | Owned | Yes | No | 01 | 0004 | 100 | NA | NA | XXX05 | All-Gender Public Restroom | No | PP
Engineering Student Project Laboratory | 1015 Springfield Ave | On | Owned | No | No | 01 | 115 | 100 | NA | NA | XXX04 | Women's Public Restroom | No | DEPT
[7 empty] | 116 | 100 | NA | NA | XXX03 | Men's Public Restroom | No | DEPT
English Building | 608 S Wright St | On | Owned | Yes | No | 00 | 0008A | 100 | NA | NA | XXX05 | All-Gender Public Restroom | No | PP
[7 empty] | 0025C | 100 | NA | NA | XXX04 | Women's Public Restroom | No | PP
[7 empty] | 0025E | 100 | NA | NA | XXX03 | Men's Public Restroom | No | PP
[6 empty] | 01 | 0101A | 100 | NA | NA | XXX04 | Women's Public Restroom | No | PP
[7 empty] | 0103 | 100 | NA | NA | XXX03 | Men's Public Restroom | No | PP
[7 empty] | 0109F | 100 | Prg in Jewish Culture &Society | KVKV0723 | 31533 | Office Service - Restroom | No | PP
[7 empty] | 0153B | 100 | English | KVKV0499 | 31533 | Office Service - Restroom | No | PP
[6 empty] | 02 | 0203 | 100 | NA | NA | XXX03 | Men's Public Restroom | No | PP
[7 empty] | 0205 | 100 | NA | NA | XXX04 | Women's Public Restroom | No | PP
[7 empty] | 0269 | 100 | NA | NA | XXX04 | Women's Public Restroom | No | PP
[6 empty] | 03 | 0315A | 100 | NA | NA | XXX03 | Men's Public Restroom | No | PP
[7 empty] | 0317E | 100 | NA | NA | XXX04 | Women's Public Restroom | No | PP
Enterprise Works | 60 Hazelwood Dr | On | Owned | Yes | No | 01 | 0132 | 100 | NA | NA | XXX03 | Men's Public Restroom | No | DEPT
[7 empty] | 0136A | 100 | NA | NA | XXX04 | Women's Public Restroom | No | DEPT
[6 empty] | 02 | 0232 | 100 | NA | NA | XXX03 | Men's Public Restroom | No | DEPT
[7 empty] | 0236 | 100 | NA | NA | XXX04 | Women's Public Restroom | No | DEPT
[7 empty] | 0240A | 100 | NA | NA | XXX05 | All-Gender Public Restroom | No | DEPT
Entomology Laboratory | 1902 Griffith Dr | On | Owned | Yes | No | 01 | 0102 | 100 | NA | NA | XXX05 | All-Gender Public Restroom | No | PP
Environ Health & Safety Building | 101 S Gregory St | On | Owned | Yes | No | 01 | 0113 | 100 | NA | NA | XXX04 | Women's Public Restroom | No | PP
[7 empty] | 0116 | 100 | NA | NA | XXX03 | Men's Public Restroom | No | PP
Everitt Laboratory | 1406 W Green St | On | Owned | Yes | No | 00 | 0226 | 100 | NA | NA | XXX03 | Men's Public Restroom | No | PP
[7 empty] | 0234 | 100 | NA | NA | XXX04 | Women's Public Restroom | No | PP
[7 empty] | 0266 | 100 | NA | NA | XXX05 | All-Gender Public Restroom | No | PP
[6 empty] | 01 | 1226 | 100 | NA | NA | XXX03 | Men's Public Restroom | No | PP
[7 empty] | 1234 | 100 | NA | NA | XXX04 | Women's Public Restroom | No | PP
[6 empty] | 02 | 2226 | 100 | NA | NA | XXX03 | Men's Public Restroom | No | PP
[7 empty] | 2234 | 100 | NA | NA | XXX04 | Women's Public Restroom | No | PP
[6 empty] | 03 | 3226 | 100 | NA | NA | XXX03 | Men's Public Restroom | No | PP
[7 empty] | 3234 | 100 | NA | NA | XXX04 | Women's Public Restroom | No | PP
F-29 Parking Deck | 1001 Dorner Dr | On | Owned | No | Yes | 01 | 0108 | 100 | NA | NA | XXX05 | All-Gender Public Restroom | No | DEPT
Family Housing Office (1841) | 1841 Orchard Pl | On | Owned | No | Yes | 01 | 0003A | 100 | NA | NA | XXX05 | All-Gender Public Restroom | No | DEPT
Fire Sub Station | 1105 Gregory Dr | On | Owned | Yes | No | 01 | 0104 | 100 | NA | NA | XXX04 | Women's Public Restroom | No | PP
[7 empty] | 0105 | 100 | NA | NA | XXX03 | Men's Public Restroom | No | PP
Flagg Hall | 1207 S Fourth St | On | Owned | Yes | No | 00 | 0051 | 100 | NA | NA | XXX04 | Women's Public Restroom | No | PP
[7 empty] | 0053 | 100 | NA | NA | XXX03 | Men's Public Restroom | No | PP
[6 empty] | 03 | 0319B | 100 | NA | NA | XXX04 | Women's Public Restroom | No | PP
[6 empty] | 04 | 0417B | 100 | NA | NA | XXX03 | Men's Public Restroom | No | PP
Flightstar Administration Building | 7 Airport Rd | Off | Owned | No | Yes | 01 | 0103 | 100 | NA | NA | XXX05 | All-Gender Public Restroom | No | DEPT
[7 empty] | 0124 | 100 | NA | NA | XXX03 | Men's Public Restroom | No | DEPT
[7 empty] | 0126 | 100 | NA | NA | XXX04 | Women's Public Restroom | No | DEPT
[7 empty] | 0135 | 100 | NA | NA | XXX05 | All-Gender Public Restroom | No | DEPT
[7 empty] | 0137 | 100 | NA | NA | XXX11 | Shower Room | No | DEPT
Flightstar Hangar #8 | 7 Airport Rd | Off | Owned | No | Yes | 01 | 1102 | 100 | NA | NA | XXX04 | Women's Public Restroom | No | DEPT
[7 empty] | 1104 | 100 | NA | NA | XXX03 | Men's Public Restroom | No | DEPT
[7 empty] | 1107 | 100 | NA | NA | XXX03 | Men's Public Restroom | No | DEPT
[7 empty] | 1109 | 100 | NA | NA | XXX04 | Women's Public Restroom | No | DEPT
Foellinger Auditorium | 709 S Mathews Ave | On | Owned | Yes | No | 00 | 0B03 | 100 | NA | NA | XXX03 | Men's Public Restroom | No | PP
[7 empty] | 0B27 | 100 | NA | NA | XXX04 | Women's Public Restroom | No | PP
[6 empty] | 01 | 0104 | 100 | NA | NA | XXX03 | Men's Public Restroom | No | PP
[7 empty] | 0110 | 100 | NA | NA | XXX04 | Women's Public Restroom | No | PP
Food Service Building - ISRH | 1010 W Illinois St | On | Owned | No | Yes | 00 | 0004A | 100 | NA | NA | XXX04 | Women's Public Restroom | No | DEPT
[7 empty] | 0006A | 100 | NA | NA | XXX03 | Men's Public Restroom | No | DEPT
[7 empty] | 0033A | 100 | NA | NA | XXX04 | Women's Public Restroom | No | DEPT
[7 empty] | 0034A | 100 | NA | NA | XXX03 | Men's Public Restroom | No | DEPT
Forbes Natural History Building | 1816 S Oak St | On | Owned | Yes | No | 01 | 1009A | 100 | IL Natural History Survey | NPNP1375 | 31533 | Office Service - Restroom | No | DEPT
[7 empty] | 1022 | 100 | NA | NA | XXX03 | Men's Public Restroom | No | DEPT
[7 empty] | 1025 | 100 | NA | NA | XXX04 | Women's Public Restroom | No | DEPT
[7 empty] | 1110 | 100 | NA | NA | XXX04 | Women's Public Restroom | No | DEPT
[7 empty] | 1113 | 100 | NA | NA | XXX03 | Men's Public Restroom | No | DEPT
[6 empty] | 02 | 2055 | 100 | NA | NA | XXX03 | Men's Public Restroom | No | DEPT
[7 empty] | 2058 | 100 | NA | NA | XXX04 | Women's Public Restroom | No | DEPT
[7 empty] | 2110 | 100 | NA | NA | XXX04 | Women's Public Restroom | No | DEPT
[7 empty] | 2113 | 100 | NA | NA | XXX03 | Men's Public Restroom | No | DEPT
Forbes Station - INHS | 20003 CR 1770E | Off | Owned | No | No | 01 | 0109 | 100 | NA | NA | XXX04 | Women's Public Restroom | No | DEPT
[7 empty] | 0111 | 100 | NA | NA | XXX03 | Men's Public Restroom | No | DEPT
[7 empty] | 0112A | 100 | IL Natural History Survey | NPNP1375 | 91900 | Toilet or Bath | No | DEPT
[7 empty] | 0112B | 100 | IL Natural History Survey | NPNP1375 | 91900 | Toilet or Bath | No | DEPT
Foreign Languages Building | 707 S Mathews Ave | On | Owned | Yes | No | 00 | G0029 | 100 | NA | NA | XXX03 | Men's Public Restroom | No | PP
[7 empty] | G0029A | 100 | NA | NA | XXX03 | Men's Public Restroom | No | PP
[7 empty] | G0031 | 100 | NA | NA | XXX04 | Women's Public Restroom | No | PP
[7 empty] | G0031A | 100 | NA | NA | XXX04 | Women's Public Restroom | No | PP
[6 empty] | 01 | 1090 | 100 | NA | NA | XXX04 | Women's Public Restroom | No | PP
[7 empty] | 1092 | 100 | NA | NA | XXX03 | Men's Public Restroom | No | PP
[6 empty] | 02 | 2063 | 100 | NA | NA | XXX04 | Women's Public Restroom | No | PP
[7 empty] | 2086 | 100 | NA | NA | XXX03 | Men's Public Restroom | No | PP
[6 empty] | 03 | 3063 | 100 | NA | NA | XXX03 | Men's Public Restroom | No | PP
[7 empty] | 3090 | 100 | NA | NA | XXX04 | Women's Public Restroom | No | PP
[6 empty] | 04 | 4063 | 100 | NA | NA | XXX04 | Women's Public Restroom | No | PP
[7 empty] | 4086 | 100 | NA | NA | XXX03 | Men's Public Restroom | No | PP
Fred Turner Student Services Building | 610 E John St | On | Owned | No | Yes | 00 | 0023 | 100 | NA | NA | XXX04 | Women's Public Restroom | No | DEPT
[7 empty] | 0026 | 100 | NA | NA | XXX03 | Men's Public Restroom | No | DEPT
[6 empty] | 01 | 0123 | 100 | NA | NA | XXX04 | Women's Public Restroom | No | DEPT
[7 empty] | 0126 | 100 | NA | NA | XXX03 | Men's Public Restroom | No | DEPT
[6 empty] | 02 | 0223 | 100 | NA | NA | XXX04 | Women's Public Restroom | No | DEPT
[7 empty] | 0226 | 100 | NA | NA | XXX03 | Men's Public Restroom | No | DEPT
[6 empty] | 03 | 0324 | 100 | NA | NA | XXX03 | Men's Public Restroom | No | DEPT
[7 empty] | 0326 | 100 | NA | NA | XXX04 | Women's Public Restroom | No | DEPT
[6 empty] | 04 | 0402 | 100 | NA | NA | XXX04 | Women's Public Restroom | No | DEPT
[7 empty] | 0404 | 100 | NA | NA | XXX03 | Men's Public Restroom | No | DEPT
Frederick Seitz Materials Research Laboratory | 104 S Goodwin Ave | On | Owned | Yes | No | 00 | 0005 | 100 | NA | NA | XXX03 | Men's Public Restroom | No | PP
[6 empty] | 01 | 0109 | 100 | NA | NA | XXX03 | Men's Public Restroom | No | PP
[7 empty] | 0148A | 100 | NA | NA | XXX05 | All-Gender Public Restroom | No | PP
[6 empty] | 02 | 0209 | 100 | NA | NA | XXX03 | Men's Public Restroom | No | PP
[7 empty] | 0255 | 100 | NA | NA | XXX04 | Women's Public Restroom | No | PP
[6 empty] | 03 | 0309 | 100 | NA | NA | XXX03 | Men's Public Restroom | No | PP
[6 empty] | 04 | 0409 | 100 | NA | NA | XXX04 | Women's Public Restroom | No | PP
Freer Hall | 906 S Goodwin Ave | On | Owned | Yes | No | 00 | 0012 | 100 | NA | NA | XXX05 | All-Gender Public Restroom | No | PP
[6 empty] | 01 | 0108A | 100 | Kinesiology & Community Health | KYKY0581 | 25533 | Research Laboratory Service - Restroom | No | PP
[7 empty] | 0118A | 100 | Kinesiology & Community Health | KYKY0581 | 31533 | Office Service - Restroom | No | PP
[7 empty] | 0120A | 100 | NA | NA | XXX04 | Women's Public Restroom | No | PP
[7 empty] | 0124A | 100 | NA | NA | XXX03 | Men's Public Restroom | No | PP
[6 empty] | 02 | 0229 | 100 | NA | NA | XXX05 | All-Gender Public Restroom | No | PP
[7 empty] | 0233B | 100 | Kinesiology & Community Health | KYKY0581 | 25533 | Research Laboratory Service - Restroom | No | PP
[6 empty] | 03 | 0355 | 100 | NA | NA | XXX05 | All-Gender Public Restroom | No | PP
Fruit Research Farm - Admin. Building | 2711 S Race St | On | Owned | No | No | 01 | 1012 | 100 | NA | NA | XXX04 | Women's Public Restroom | No | DEPT
[7 empty] | 1013 | 100 | NA | NA | XXX03 | Men's Public Restroom | No | DEPT
FSI - Classroom/Office | 11 Gerty Dr | On | Owned | No | No | 01 | 0126 | 100 | NA | NA | XXX04 | Women's Public Restroom | No | DEPT
[7 empty] | 0128 | 100 | NA | NA | XXX03 | Men's Public Restroom | No | DEPT
FSI - Learning Resource Research Center | 25 Gerty Dr | On | Owned | No | No | 00 | 0001 | 100 | NA | NA | XXX04 | Women's Public Restroom | No | DEPT
[7 empty] | 0003 | 100 | NA | NA | XXX03 | Men's Public Restroom | No | DEPT
[6 empty] | 01 | 1008 | 100 | NA | NA | XXX03 | Men's Public Restroom | No | DEPT
[7 empty] | 1010A | 100 | NA | NA | XXX04 | Women's Public Restroom | No | DEPT
Garage and Car Pool | 1701 S Oak St | On | Owned | Yes | No | 01 | B0001 | 100 | NA | NA | XXX03 | Men's Public Restroom | No | PP
[7 empty] | B0002 | 100 | NA | NA | XXX04 | Women's Public Restroom | No | PP
Geological Survey Laboratory | 1116 S Oak St | On | Owned | Yes | No | 01 | 0101 | 100 | NA | NA | XXX05 | All-Gender Public Restroom | No | PP
[6 empty] | 02 | 0201 | 100 | NA | NA | XXX04 | Women's Public Restroom | No | PP
[7 empty] | 0202 | 100 | NA | NA | XXX03 | Men's Public Restroom | No | PP
Golf Turf Care Center | 2010 S Wright St | On | Owned | No | Yes | 01 | 0103 | 100 | NA | NA | XXX05 | All-Gender Public Restroom | No | DEPT
Grainger Engineering Library Information Center | 1301 Springfield Ave | On | Owned | Yes | No | 00 | 0045 | 100 | NA | NA | XXX03 | Men's Public Restroom | No | PP
[7 empty] | 0047 | 100 | NA | NA | XXX04 | Women's Public Restroom | No | PP
[6 empty] | 01 | 0145 | 100 | NA | NA | XXX03 | Men's Public Restroom | No | PP
[7 empty] | 0147 | 100 | NA | NA | XXX04 | Women's Public Restroom | No | PP
[6 empty] | 02 | 0245 | 100 | NA | NA | XXX03 | Men's Public Restroom | No | PP
[7 empty] | 0247 | 100 | NA | NA | XXX04 | Women's Public Restroom | No | PP
[6 empty] | 03 | 0345 | 100 | NA | NA | XXX03 | Men's Public Restroom | No | PP
[7 empty] | 0347 | 100 | NA | NA | XXX04 | Women's Public Restroom | No | PP
[6 empty] | 04 | 0445 | 100 | NA | NA | XXX04 | Women's Public Restroom | No | PP
[7 empty] | 0447 | 100 | NA | NA | XXX03 | Men's Public Restroom | No | PP
Gregory Hall | 810 S Wright St | On | Owned | Yes | No | 00 | 0028 | 100 | NA | NA | XXX04 | Women's Public Restroom | No | PP
[7 empty] | 0030 | 100 | NA | NA | XXX03 | Men's Public Restroom | No | PP
[6 empty] | 01 | 0108 | 100 | NA | NA | XXX04 | Women's Public Restroom | No | PP
[7 empty] | 0116 | 100 | NA | NA | XXX03 | Men's Public Restroom | No | PP
[6 empty] | 02 | 0214 | 100 | NA | NA | XXX04 | Women's Public Restroom | No | PP
[7 empty] | 0226 | 100 | NA | NA | XXX03 | Men's Public Restroom | No | PP
[6 empty] | 03 | 0312 | 100 | NA | NA | XXX04 | Women's Public Restroom | No | PP
[7 empty] | 0326 | 100 | NA | NA | XXX03 | Men's Public Restroom | No | PP
[6 empty] | 04 | 0424 | 100 | NA | NA | XXX04 | Women's Public Restroom | No | PP
[7 empty] | 0426 | 100 | NA | NA | XXX03 | Men's Public Restroom | No | PP
Gregory Place I | 701 S Gregory St | On | Leased | No | No | 01 | 0008 | 100 | Minority Student Affairs | NJNJ0743 | 31533 | Office Service - Restroom | No | DEPT
[7 empty] | 0009 | 100 | Minority Student Affairs | NJNJ0743 | 31533 | Office Service - Restroom | No | DEPT
[7 empty] | 0021 | 100 | Minority Student Affairs | NJNJ0743 | 31533 | Office Service - Restroom | No | DEPT
[7 empty] | 0023 | 100 | Minority Student Affairs | NJNJ0743 | 31533 | Office Service - Restroom | No | DEPT
Gregory Place II | 700 S Gregory St, 1010 W Nevada St | On | Leased | Split | No | 02 | 2002M | 100 | School of Social Work | LLLL0783 | 31533 | Office Service - Restroom | No | DEPT
[7 empty] | 2004 | 100 | School of Social Work | LLLL0783 | 11503 | Classroom Service - Restroom | No | DEPT
[7 empty] | 2006 | 100 | School of Social Work | LLLL0783 | 11503 | Classroom Service - Restroom | No | DEPT
[7 empty] | 2007 | 100 | School of Social Work | LLLL0783 | 11503 | Classroom Service - Restroom | No | DEPT
[7 empty] | 2069 | 100 | School of Social Work | LLLL0783 | 11503 | Classroom Service - Restroom | No | DEPT
[7 empty] | 2080R | 100 | School of Social Work | LLLL0783 | 31533 | Office Service - Restroom | No | DEPT
[7 empty] | 2132 | 100 | School of Social Work | LLLL0783 | 11503 | Classroom Service - Restroom | No | DEPT
[7 empty] | 2134 | 100 | School of Social Work | LLLL0783 | 11503 | Classroom Service - Restroom | No | DEPT
Gym Annex | 1402 Springfield Ave | On | Owned | Yes | No | 01 | 0102A | 100 | NA | NA | XXX04 | Women's Public Restroom | No | PP
[7 empty] | 0102B | 100 | NA | NA | XXX03 | Men's Public Restroom | No | PP
[7 empty] | 0113 | 100 | University Laboratory HS | NBNB0223 | 52505 | Athletic_Physical Education Service - Locker Room | No | PP
[7 empty] | 0113B | 100 | University Laboratory HS | NBNB0223 | 52510 | Athletic_Physical Education Service - Shower Room | No | PP
Hangar #2 | 7 Airport Rd | Off | Owned | No | Yes | 01 | 0109 | 100 | NA | NA | XXX04 | Women's Public Restroom | No | DEPT
[7 empty] | 0110 | 100 | NA | NA | XXX03 | Men's Public Restroom | No | DEPT
Hangar #3 | 7 Airport Rd | Off | Owned | No | Yes | 01 | 0110 | 100 | NA | NA | XXX04 | Women's Public Restroom | No | DEPT
[7 empty] | 0111 | 100 | NA | NA | XXX03 | Men's Public Restroom | No | DEPT
Hangar #4 | 22 Airport Rd | Off | Owned | No | Yes | 01 | 0102A | 100 | NA | NA | XXX05 | All-Gender Public Restroom | No | DEPT
Hangar #5 | 7 Airport Rd | Off | Owned | No | Yes | 01 | S0101A | 100 | NA | NA | XXX05 | All-Gender Public Restroom | No | DEPT
Hangar #7 | 24 Airport Rd | Off | Owned | No | Yes | 01 | 0102 | 100 | NA | NA | XXX05 | All-Gender Public Restroom | No | DEPT
Harding Band Building | 1103 S Sixth St | On | Owned | Yes | No | 01 | 0129 | 100 | NA | NA | XXX03 | Men's Public Restroom | No | PP
[7 empty] | 0134A | 100 | NA | NA | XXX05 | All-Gender Public Restroom | No | PP
[6 empty] | 02 | 0227 | 100 | NA | NA | XXX04 | Women's Public Restroom | No | PP
Harker Hall | 1305 W Green St | On | Owned | Yes | No | 01 | 0115 | 100 | NA | NA | XXX04 | Women's Public Restroom | No | PP
[7 empty] | 0116 | 100 | NA | NA | XXX03 | Men's Public Restroom | No | PP
[6 empty] | 02 | 0215 | 100 | NA | NA | XXX04 | Women's Public Restroom | No | PP
[7 empty] | 0216 | 100 | NA | NA | XXX03 | Men's Public Restroom | No | PP
[6 empty] | 03 | 0315 | 100 | NA | NA | XXX04 | Women's Public Restroom | No | PP
[7 empty] | 0316 | 100 | NA | NA | XXX03 | Men's Public Restroom | No | PP
[6 empty] | 04 | 0415 | 100 | NA | NA | XXX04 | Women's Public Restroom | No | PP
[7 empty] | 0416 | 100 | NA | NA | XXX03 | Men's Public Restroom | No | PP
Henry Administration Building | 506 S Wright St | On | Owned | Yes | No | 00 | 0080 | 100 | NA | NA | XXX04 | Women's Public Restroom | No | PP
[7 empty] | 0080A | 100 | NA | NA | XXX04 | Women's Public Restroom | No | PP
[7 empty] | 0084 | 100 | NA | NA | XXX03 | Men's Public Restroom | No | PP
[6 empty] | 01 | 0103 | 100 | NA | NA | XXX03 | Men's Public Restroom | No | PP
[7 empty] | 0131 | 100 | NA | NA | XXX05 | All-Gender Public Restroom | No | PP
[7 empty] | 0137 | 100 | NA | NA | XXX04 | Women's Public Restroom | No | PP
[7 empty] | 0159 | 100 | NA | NA | XXX03 | Men's Public Restroom | No | PP
[7 empty] | 0183 | 100 | NA | NA | XXX04 | Women's Public Restroom | No | PP
[6 empty] | 02 | 0203 | 100 | NA | NA | XXX03 | Men's Public Restroom | No | PP
[7 empty] | 0203A | 100 | NA | NA | XXX03 | Men's Public Restroom | No | PP
[7 empty] | 0233 | 100 | NA | NA | XXX04 | Women's Public Restroom | No | PP
[7 empty] | 0253 | 100 | NA | NA | XXX03 | Men's Public Restroom | No | PP
[7 empty] | 0283 | 100 | NA | NA | XXX04 | Women's Public Restroom | No | PP
[6 empty] | 03 | 0303 | 100 | NA | NA | XXX03 | Men's Public Restroom | No | PP
[7 empty] | 0333 | 100 | NA | NA | XXX04 | Women's Public Restroom | No | PP
[7 empty] | 0353 | 100 | NA | NA | XXX03 | Men's Public Restroom | No | PP
[7 empty] | 0383 | 100 | NA | NA | XXX04 | Women's Public Restroom | No | PP
[6 empty] | 04 | 0435 | 100 | NA | NA | XXX03 | Men's Public Restroom | No | PP
[7 empty] | 0437 | 100 | NA | NA | XXX04 | Women's Public Restroom | No | PP
Hopkins Hall | 1208 S First St | On | Owned | No | Yes | 01 | 0105 | 100 | NA | NA | XXX04 | Women's Public Restroom | No | DEPT
[7 empty] | 0139 | 100 | NA | NA | XXX03 | Men's Public Restroom | No | DEPT
Horticulture Field Laboratory | 1707 S Orchard St | On | Owned | Yes | No | 00 | 0006B | 100 | NA | NA | XXX03 | Men's Public Restroom | No | PP
[6 empty] | 01 | 0107D | 100 | NA | NA | XXX04 | Women's Public Restroom | No | PP
[7 empty] | 0107E | 100 | NA | NA | XXX03 | Men's Public Restroom | No | PP
[7 empty] | 0122 | 100 | NA | NA | XXX05 | All-Gender Public Restroom | No | PP
Horticulture Field Research Lab | 2302 S Lincoln Ave | On | Owned | No | No | 01 | 0107 | 100 | NA | NA | XXX05 | All-Gender Public Restroom | No | DEPT
[7 empty] | 0108 | 100 | NA | NA | XXX05 | All-Gender Public Restroom | No | DEPT
Housing Food Stores | 1321 S Oak St | On | Owned | No | Yes | 01 | 0009C | 100 | NA | NA | XXX04 | Women's Public Restroom | No | DEPT
[7 empty] | 0040 | 100 | NA | NA | XXX03 | Men's Public Restroom | No | DEPT
[7 empty] | 0040C | 100 | NA | NA | XXX03 | Men's Public Restroom | No | DEPT
Housing Maintenance Shop | 511 Hazelwood Dr | On | Owned | No | Yes | 01 | 0009 | 100 | NA | NA | XXX05 | All-Gender Public Restroom | No | DEPT
[7 empty] | 0016 | 100 | NA | NA | XXX05 | All-Gender Public Restroom | No | DEPT
Housing Warehouse | 511 Hazelwood Dr | On | Owned | No | Yes | 01 | 0104 | 100 | NA | NA | XXX05 | All-Gender Public Restroom | No | DEPT
Huff Hall | 1206 S Fourth St | On | Owned | Yes | No | 00 | 0002 | 100 | Intercollegiate Athletics | NUNU0336 | 52505 | Athletic_Physical Education Service - Locker Room | No | PP
[7 empty] | 0004 | 100 | Intercollegiate Athletics | NUNU0336 | 52505 | Athletic_Physical Education Service - Locker Room | No | PP
[7 empty] | 0012 | 100 | Intercollegiate Athletics | NUNU0336 | 52505 | Athletic_Physical Education Service - Locker Room | No | PP
[7 empty] | 0013 | 100 | Intercollegiate Athletics | NUNU0336 | 52505 | Athletic_Physical Education Service - Locker Room | No | PP
[7 empty] | 0014 | 100 | Intercollegiate Athletics | NUNU0336 | 52505 | Athletic_Physical Education Service - Locker Room | No | PP
[7 empty] | 0073 | 100 | Intercollegiate Athletics | NUNU0336 | 52505 | Athletic_Physical Education Service - Locker Room | No | PP
[7 empty] | 0073A | 100 | NA | NA | XXX04 | Women's Public Restroom | No | PP
[7 empty] | 0073B | 100 | Intercollegiate Athletics | NUNU0336 | 52510 | Athletic_Physical Education Service - Shower Room | No | PP
[7 empty] | 0073C | 100 | Intercollegiate Athletics | NUNU0336 | 52505 | Athletic_Physical Education Service - Locker Room | No | PP
[7 empty] | 0073D | 100 | Intercollegiate Athletics | NUNU0336 | 52505 | Athletic_Physical Education Service - Locker Room | No | PP
[7 empty] | 0078 | 100 | NA | NA | XXX03 | Men's Public Restroom | No | PP
[7 empty] | 0079 | 100 | NA | NA | XXX04 | Women's Public Restroom | No | PP
[7 empty] | 0081A | 100 | NA | NA | XXX03 | Men's Public Restroom | No | PP
[7 empty] | 0084D | 100 | Intercollegiate Athletics | NUNU0336 | 52505 | Athletic_Physical Education Service - Locker Room | No | PP
[7 empty] | 0084E | 100 | Intercollegiate Athletics | NUNU0336 | 52570 | Athletic_Physical Education Service - Restroom | No | PP
[7 empty] | 0084F | 100 | Intercollegiate Athletics | NUNU0336 | 52510 | Athletic_Physical Education Service - Shower Room | No | PP
[7 empty] | 0087 | 100 | NA | NA | XXX03 | Men's Public Restroom | No | PP
[7 empty] | 0094 | 100 | NA | NA | XXX05 | All-Gender Public Restroom | No | PP
[7 empty] | 0095E | 100 | Intercollegiate Athletics | NUNU0336 | 52510 | Athletic_Physical Education Service - Shower Room | No | PP
[6 empty] | 01 | 0111 | 100 | NA | NA | XXX03 | Men's Public Restroom | No | PP
[7 empty] | 0115 | 100 | NA | NA | XXX04 | Women's Public Restroom | No | PP
[7 empty] | 1004 | 100 | NA | NA | XXX04 | Women's Public Restroom | No | PP
[7 empty] | 1005 | 100 | NA | NA | XXX03 | Men's Public Restroom | No | PP
[6 empty] | 02 | 0202 | 100 | NA | NA | XXX04 | Women's Public Restroom | No | PP
[7 empty] | 2008 | 100 | NA | NA | XXX04 | Women's Public Restroom | No | PP
[7 empty] | 2016 | 100 | NA | NA | XXX03 | Men's Public Restroom | No | PP
[6 empty] | 03 | 0302C | 100 | NA | NA | XXX05 | All-Gender Public Restroom | No | PP
[7 empty] | 0307 | 100 | NA | NA | XXX05 | All-Gender Public Restroom | No | PP
[7 empty] | 3010 | 100 | NA | NA | XXX04 | Women's Public Restroom | No | PP
[7 empty] | 3012 | 100 | NA | NA | XXX03 | Men's Public Restroom | No | PP
Human Factors Division | 3 Airport Rd | Off | Owned | No | No | 01 | 0102A | 100 | NA | NA | XXX05 | All-Gender Public Restroom | No | DEPT
Hydrogen Liquefier Building | 1301 S Oak St | On | Owned | Yes | No | 01 | 0131 | 100 | NA | NA | XXX05 | All-Gender Public Restroom | No | PP
Ice Arena | 406 E Armory Ave | On | Owned | No | Yes | 00 | B0002 | 100 | Division of Campus Recreation | NQNQ0571 | 52510 | Athletic_Physical Education Service - Shower Room | No | DEPT
[7 empty] | B0004 | 100 | Division of Campus Recreation | NQNQ0571 | 52510 | Athletic_Physical Education Service - Shower Room | No | DEPT
[7 empty] | B0005 | 100 | Division of Campus Recreation | NQNQ0571 | 52505 | Athletic_Physical Education Service - Locker Room | No | DEPT
[7 empty] | B0006 | 100 | Division of Campus Recreation | NQNQ0571 | 52510 | Athletic_Physical Education Service - Shower Room | No | DEPT
[7 empty] | B0007 | 100 | Division of Campus Recreation | NQNQ0571 | 52570 | Athletic_Physical Education Service - Restroom | No | DEPT
[7 empty] | B0008 | 100 | Division of Campus Recreation | NQNQ0571 | 52510 | Athletic_Physical Education Service - Shower Room | No | DEPT
[7 empty] | B0009 | 100 | Division of Campus Recreation | NQNQ0571 | 52570 | Athletic_Physical Education Service - Restroom | No | DEPT
[7 empty] | B0010 | 100 | Division of Campus Recreation | NQNQ0571 | 52570 | Athletic_Physical Education Service - Restroom | No | DEPT
[7 empty] | B0012 | 100 | Division of Campus Recreation | NQNQ0571 | 52505 | Athletic_Physical Education Service - Locker Room | No | DEPT
[7 empty] | B0013 | 100 | Division of Campus Recreation | NQNQ0571 | 52505 | Athletic_Physical Education Service - Locker Room | No | DEPT
[7 empty] | B0014 | 100 | Division of Campus Recreation | NQNQ0571 | 52505 | Athletic_Physical Education Service - Locker Room | No | DEPT
[7 empty] | B0015 | 100 | Division of Campus Recreation | NQNQ0571 | 52505 | Athletic_Physical Education Service - Locker Room | No | DEPT
[7 empty] | B0018 | 100 | Division of Campus Recreation | NQNQ0571 | 52510 | Athletic_Physical Education Service - Shower Room | No | DEPT
[6 empty] | 01 | 0104 | 100 | NA | NA | XXX03 | Men's Public Restroom | No | DEPT
[7 empty] | 0105 | 100 | NA | NA | XXX04 | Women's Public Restroom | No | DEPT
[7 empty] | 0106 | 100 | Division of Campus Recreation | NQNQ0571 | 52505 | Athletic_Physical Education Service - Locker Room | No | DEPT
[7 empty] | 0112 | 100 | Division of Campus Recreation | NQNQ0571 | 52505 | Athletic_Physical Education Service - Locker Room | No | DEPT
Ikenberry Commons - Bousfield Hall | 1214 S First St | On | Owned | No | Yes | 00 | 0112 | 100 | NA | NA | XXX05 | All-Gender Public Restroom | No | DEPT
[7 empty] | 0113 | 100 | NA | NA | XXX05 | All-Gender Public Restroom | No | DEPT
[6 empty] | 01 | 1037 | 100 | NA | NA | XXX03 | Men's Public Restroom | No | DEPT
[7 empty] | 1039 | 100 | NA | NA | XXX04 | Women's Public Restroom | No | DEPT
[7 empty] | 1041 | 100 | NA | NA | XXX05 | All-Gender Public Restroom | No | DEPT
Ikenberry Commons - Timothy J. Nugent Hall | 207 Gregory Dr | On | Owned | No | Yes | 04 | 4002 | 100 | NA | NA | XXX04 | Women's Public Restroom | No | DEPT
[7 empty] | 4010 | 100 | NA | NA | XXX03 | Men's Public Restroom | No | DEPT
[7 empty] | 4024 | 100 | NA | NA | XXX04 | Women's Public Restroom | No | DEPT
[7 empty] | 4034 | 100 | NA | NA | XXX03 | Men's Public Restroom | No | DEPT
Ikenberry Commons - Wassaja Hall | 1202 S First St | On | Owned | No | Yes | 00 | 0007 | 100 | NA | NA | XXX05 | All-Gender Public Restroom | No | DEPT
[7 empty] | 0009 | 100 | NA | NA | XXX05 | All-Gender Public Restroom | No | DEPT
[6 empty] | 01 | 1132 | 100 | NA | NA | XXX03 | Men's Public Restroom | No | DEPT
[7 empty] | 1134 | 100 | NA | NA | XXX05 | All-Gender Public Restroom | No | DEPT
[7 empty] | 1136 | 100 | NA | NA | XXX04 | Women's Public Restroom | No | DEPT
IL River Biological Station | 704 N Schrader Ave | Off | Leased | No | No | 01 | 0102A | 100 | IL Natural History Survey | NPNP1375 | 31533 | Office Service - Restroom | No | DEPT
Illini Grove, Seward Staley | 905 W Pennsylvania Ave | On | Owned | No | No | 01 | 0101 | 100 | NA | NA | XXX03 | Men's Public Restroom | No | DEPT
[7 empty] | 0103 | 100 | NA | NA | XXX04 | Women's Public Restroom | No | DEPT
Illini Hall | 725 S Wright St | On | Owned | Yes | No | 00 | 0016 | 100 | NA | NA | XXX04 | Women's Public Restroom | No | PP
[7 empty] | 0017 | 100 | NA | NA | XXX03 | Men's Public Restroom | No | PP
[6 empty] | 01 | 0106 | 100 | NA | NA | XXX04 | Women's Public Restroom | No | PP
[7 empty] | 0107 | 100 | NA | NA | XXX03 | Men's Public Restroom | No | PP
[6 empty] | 02 | 0221 | 100 | NA | NA | XXX04 | Women's Public Restroom | No | PP
[7 empty] | 0248 | 100 | NA | NA | XXX03 | Men's Public Restroom | No | PP
[6 empty] | 03 | 0348 | 100 | NA | NA | XXX04 | Women's Public Restroom | No | PP
[7 empty] | 0349 | 100 | NA | NA | XXX03 | Men's Public Restroom | No | PP
Illini Union | 1401 W Green St | On | Owned | No | Yes | 00 | 0010 | 20 | Illini Union | NQNQ0389 | 63505 | Food Facility Service - Locker Room | Shared | DEPT
[7 empty] | 0010A | 20 | Illini Union | NQNQ0389 | 63505 | Food Facility Service - Locker Room | Shared | DEPT
[7 empty] | 0011 | 20 | Illini Union | NQNQ0389 | 63505 | Food Facility Service - Locker Room | Shared | DEPT
[7 empty] | 0011A | 20 | Illini Union | NQNQ0389 | 63505 | Food Facility Service - Locker Room | Shared | DEPT
[7 empty] | 0035B | 100 | NA | NA | XXX04 | Women's Public Restroom | No | DEPT
[7 empty] | 0037 | 100 | NA | NA | XXX03 | Men's Public Restroom | No | DEPT
[7 empty] | 0037B | 100 | NA | NA | XXX03 | Men's Public Restroom | No | DEPT
[7 empty] | 0062 | 100 | NA | NA | XXX03 | Men's Public Restroom | No | DEPT
[7 empty] | 0062B | 100 | NA | NA | XXX03 | Men's Public Restroom | No | DEPT
[7 empty] | 0087 | 100 | NA | NA | XXX04 | Women's Public Restroom | No | DEPT
[6 empty] | 01 | 0106A | 100 | NA | NA | XXX03 | Men's Public Restroom | No | DEPT
[7 empty] | 0106B | 100 | NA | NA | XXX04 | Women's Public Restroom | No | DEPT
[7 empty] | 0163 | 100 | NA | NA | XXX03 | Men's Public Restroom | No | DEPT
[7 empty] | 0163A | 100 | NA | NA | XXX03 | Men's Public Restroom | No | DEPT
[7 empty] | 0164 | 100 | NA | NA | XXX04 | Women's Public Restroom | No | DEPT
[7 empty] | 0164A | 100 | NA | NA | XXX04 | Women's Public Restroom | No | DEPT
[7 empty] | 0178 | 100 | NA | NA | XXX04 | Women's Public Restroom | No | DEPT
[7 empty] | 0178A | 100 | NA | NA | XXX04 | Women's Public Restroom | No | DEPT
[7 empty] | 0179 | 100 | NA | NA | XXX03 | Men's Public Restroom | No | DEPT
[7 empty] | 0179A | 100 | NA | NA | XXX03 | Men's Public Restroom | No | DEPT
[6 empty] | 02 | 0216 | 100 | NA | NA | XXX04 | Women's Public Restroom | No | DEPT
[7 empty] | 0216B | 100 | NA | NA | XXX04 | Women's Public Restroom | No | DEPT
[7 empty] | 0219 | 100 | NA | NA | XXX03 | Men's Public Restroom | No | DEPT
[7 empty] | 0219B | 100 | NA | NA | XXX03 | Men's Public Restroom | No | DEPT
[7 empty] | 0274 | 100 | NA | NA | XXX04 | Women's Public Restroom | No | DEPT
[7 empty] | 0274A | 100 | NA | NA | XXX04 | Women's Public Restroom | No | DEPT
[7 empty] | 0278 | 100 | NA | NA | XXX03 | Men's Public Restroom | No | DEPT
[7 empty] | 0278A | 100 | NA | NA | XXX03 | Men's Public Restroom | No | DEPT
[6 empty] | 03 | 0318 | 100 | NA | NA | XXX04 | Women's Public Restroom | No | DEPT
[7 empty] | 0319A | 100 | NA | NA | XXX03 | Men's Public Restroom | No | DEPT
[6 empty] | 04 | 0410 | 100 | NA | NA | XXX03 | Men's Public Restroom | No | DEPT
[7 empty] | 0411 | 100 | NA | NA | XXX04 | Women's Public Restroom | No | DEPT
Illini Union Bookstore | 807/809 S Wright St | On | Owned | Split | Yes | 00 | 0016 | 100 | NA | NA | XXX04 | Women's Public Restroom | No | SPLIT
[7 empty] | 0017 | 100 | NA | NA | XXX03 | Men's Public Restroom | No | SPLIT
[6 empty] | 02 | 0207 | 100 | NA | NA | XXX04 | Women's Public Restroom | No | SPLIT
[7 empty] | 0210 | 100 | NA | NA | XXX03 | Men's Public Restroom | No | SPLIT
[6 empty] | 03 | 0306 | 100 | NA | NA | XXX04 | Women's Public Restroom | No | SPLIT
[7 empty] | 0308 | 100 | NA | NA | XXX03 | Men's Public Restroom | No | SPLIT
[6 empty] | 04 | 0407 | 100 | NA | NA | XXX04 | Women's Public Restroom | No | SPLIT
[7 empty] | 0409 | 100 | NA | NA | XXX03 | Men's Public Restroom | No | SPLIT
[6 empty] | 05 | 0507 | 100 | NA | NA | XXX03 | Men's Public Restroom | No | SPLIT
[7 empty] | 0509 | 100 | NA | NA | XXX04 | Women's Public Restroom | No | SPLIT
Illini Union Warehouse #2 | 509 Hazelwood Dr | On | Owned | No | Yes | 01 | 0104 | 100 | NA | NA | XXX03 | Men's Public Restroom | No | DEPT
[7 empty] | 0105 | 100 | NA | NA | XXX04 | Women's Public Restroom | No | DEPT
Illinois Field - Concessions | 601 E Kirby Ave | On | Owned | No | Yes | 01 | 0103 | 100 | NA | NA | XXX04 | Women's Public Restroom | No | DEPT
[7 empty] | 0104 | 100 | NA | NA | XXX03 | Men's Public Restroom | No | DEPT
Illinois Field - Locker Room | 601 E Kirby Ave | On | Owned | No | Yes | 01 | 0103 | 100 | Intercollegiate Athletics | NUNU0336 | 52505 | Athletic_Physical Education Service - Locker Room | No | DEPT
[7 empty] | 0104 | 100 | Intercollegiate Athletics | NUNU0336 | 52510 | Athletic_Physical Education Service - Shower Room | No | DEPT
[7 empty] | 0106 | 100 | Intercollegiate Athletics | NUNU0336 | 52505 | Athletic_Physical Education Service - Locker Room | No | DEPT
[7 empty] | 0107 | 100 | Intercollegiate Athletics | NUNU0336 | 52510 | Athletic_Physical Education Service - Shower Room | No | DEPT
[7 empty] | 0108 | 100 | Intercollegiate Athletics | NUNU0336 | 52510 | Athletic_Physical Education Service - Shower Room | No | DEPT
[7 empty] | 0109 | 100 | Intercollegiate Athletics | NUNU0336 | 52570 | Athletic_Physical Education Service - Restroom | No | DEPT
[7 empty] | 0111 | 100 | Intercollegiate Athletics | NUNU0336 | 31533 | Office Service - Restroom | No | DEPT
Illinois Sustainable Technology Center | 1 Hazelwood Dr | On | Owned | Yes | No | 01 | 0111 | 100 | NA | NA | XXX04 | Women's Public Restroom | No | PP
[7 empty] | 0112 | 100 | NA | NA | XXX03 | Men's Public Restroom | No | PP
[7 empty] | 0135 | 100 | NA | NA | XXX04 | Women's Public Restroom | No | PP
[7 empty] | 0137 | 100 | NA | NA | XXX03 | Men's Public Restroom | No | PP
[7 empty] | 0169 | 100 | NA | NA | XXX03 | Men's Public Restroom | No | PP
[7 empty] | 0174 | 100 | NA | NA | XXX04 | Women's Public Restroom | No | PP
[6 empty] | 02 | 0211 | 100 | NA | NA | XXX04 | Women's Public Restroom | No | PP
[7 empty] | 0212 | 100 | NA | NA | XXX04 | Women's Public Restroom | No | PP
Indoor Golf Facility | 1415 St Marys Rd | On | Owned | No | Yes | 01 | 1009 | 100 | NA | NA | XXX05 | All-Gender Public Restroom | No | DEPT
[7 empty] | 1010 | 100 | NA | NA | XXX03 | Men's Public Restroom | No | DEPT
[7 empty] | 1014 | 100 | Intercollegiate Athletics | NUNU0336 | 52570 | Athletic_Physical Education Service - Restroom | No | DEPT
[7 empty] | 1014A | 100 | Intercollegiate Athletics | NUNU0336 | 52505 | Athletic_Physical Education Service - Locker Room | No | DEPT
[7 empty] | 1014B | 100 | Intercollegiate Athletics | NUNU0336 | 52570 | Athletic_Physical Education Service - Restroom | No | DEPT
[7 empty] | 1016 | 100 | Intercollegiate Athletics | NUNU0336 | 52570 | Athletic_Physical Education Service - Restroom | No | DEPT
[7 empty] | 1016A | 100 | Intercollegiate Athletics | NUNU0336 | 52505 | Athletic_Physical Education Service - Locker Room | No | DEPT
[7 empty] | 1016B | 100 | NA | NA | XXX03 | Men's Public Restroom | No | DEPT
Inst Gov & Public Affairs Building | 1007/1009 W Nevada St | On | Owned | Yes | No | 01 | 0111 | 100 | NA | NA | XXX03 | Men's Public Restroom | No | PP
[7 empty] | 0112 | 100 | NA | NA | XXX04 | Women's Public Restroom | No | PP
[6 empty] | 02 | 0206 | 100 | NA | NA | XXX03 | Men's Public Restroom | No | PP
[7 empty] | 0219 | 100 | NA | NA | XXX04 | Women's Public Restroom | No | PP
Inst of Aviation Admin Building | 1 Airport Rd | Off | Owned | No | No | 01 | 0101 | 100 | NA | NA | XXX03 | Men's Public Restroom | No | DEPT
[7 empty] | 0107A | 100 | NA | NA | XXX04 | Women's Public Restroom | No | DEPT
[7 empty] | 0134 | 100 | NA | NA | XXX04 | Women's Public Restroom | No | DEPT
[7 empty] | 0135 | 100 | NA | NA | XXX03 | Men's Public Restroom | No | DEPT
[7 empty] | 0136 | 100 | NA | NA | XXX03 | Men's Public Restroom | No | DEPT
[7 empty] | 0137 | 100 | NA | NA | XXX04 | Women's Public Restroom | No | DEPT
Integrated Bioprocessing Research Laboratory | 1300 W Pennsylvania Ave | On | Owned | Yes | No | 00 | 0008 | 100 | NA | NA | XXX04 | Women's Public Restroom | No | DEPT
[7 empty] | 0012 | 100 | NA | NA | XXX03 | Men's Public Restroom | No | DEPT
[6 empty] | 01 | 1020 | 100 | NA | NA | XXX03 | Men's Public Restroom | No | DEPT
[7 empty] | 1022 | 100 | NA | NA | XXX04 | Women's Public Restroom | No | DEPT
[7 empty] | 1034 | 100 | NA | NA | XXX05 | All-Gender Public Restroom | No | DEPT
[6 empty] | 02 | 2020 | 100 | NA | NA | XXX03 | Men's Public Restroom | No | DEPT
[7 empty] | 2022 | 100 | NA | NA | XXX04 | Women's Public Restroom | No | DEPT
[7 empty] | 2061 | 100 | NA | NA | XXX03 | Men's Public Restroom | No | DEPT
[7 empty] | 2062 | 100 | NA | NA | XXX04 | Women's Public Restroom | No | DEPT
International Studies Building | 910 S Fifth St | On | Owned | Yes | No | 01 | 0111 | 100 | NA | NA | XXX03 | Men's Public Restroom | No | PP
[7 empty] | 0113 | 100 | NA | NA | XXX04 | Women's Public Restroom | No | PP
[6 empty] | 02 | 0213 | 100 | NA | NA | XXX05 | All-Gender Public Restroom | No | PP
[7 empty] | 0215 | 100 | NA | NA | XXX05 | All-Gender Public Restroom | No | PP
[6 empty] | 03 | 0309 | 100 | NA | NA | XXX05 | All-Gender Public Restroom | No | PP
[7 empty] | 0310 | 100 | NA | NA | XXX05 | All-Gender Public Restroom | No | PP
Irwin Academic Service Center | 402 E Armory Ave | On | Owned | No | Yes | 00 | 0010 | 100 | NA | NA | XXX04 | Women's Public Restroom | No | DEPT
[7 empty] | 0011 | 100 | NA | NA | XXX03 | Men's Public Restroom | No | DEPT
[6 empty] | 01 | 0112 | 100 | NA | NA | XXX04 | Women's Public Restroom | No | DEPT
[7 empty] | 0116 | 100 | NA | NA | XXX03 | Men's Public Restroom | No | DEPT
[6 empty] | 02 | 0208 | 100 | NA | NA | XXX04 | Women's Public Restroom | No | DEPT
[7 empty] | 0209 | 100 | NA | NA | XXX03 | Men's Public Restroom | No | DEPT
[6 empty] | 03 | 0301A | 100 | Intercollegiate Athletics | NUNU0336 | 31533 | Office Service - Restroom | No | DEPT
[7 empty] | 0318 | 100 | NA | NA | XXX04 | Women's Public Restroom | No | DEPT
[7 empty] | 0326 | 100 | NA | NA | XXX03 | Men's Public Restroom | No | DEPT
Irwin Indoor Football Facility | 301 Peabody Dr | On | Owned | No | Yes | 01 | 0107 | 100 | NA | NA | XXX04 | Women's Public Restroom | No | DEPT
[7 empty] | 0113 | 100 | NA | NA | XXX03 | Men's Public Restroom | No | DEPT
ISGS Core Lab | 1825 S Oak St | On | Owned | No | No | 01 | 0102 | 100 | NA | NA | XXX05 | All-Gender Public Restroom | No | DEPT
Japan House | 2000 S Lincoln Ave | On | Owned | No | No | 01 | 0116 | 100 | NA | NA | XXX03 | Men's Public Restroom | No | DEPT
[7 empty] | 0118 | 100 | NA | NA | XXX04 | Women's Public Restroom | No | DEPT
Kenney Gymnasium | 1406 Springfield Ave | On | Owned | Yes | No | 00 | 0102 | 100 | University Laboratory HS | NBNB0223 | 52505 | Athletic_Physical Education Service - Locker Room | No | PP
[7 empty] | 0102C | 100 | University Laboratory HS | NBNB0223 | 52510 | Athletic_Physical Education Service - Shower Room | No | PP
[7 empty] | 0106 | 100 | NA | NA | XXX03 | Men's Public Restroom | No | PP
[7 empty] | 0111 | 100 | University Laboratory HS | NBNB0223 | 52505 | Athletic_Physical Education Service - Locker Room | No | PP
[7 empty] | 0111B | 100 | University Laboratory HS | NBNB0223 | 52510 | Athletic_Physical Education Service - Shower Room | No | PP
[7 empty] | 0113 | 100 | University Laboratory HS | NBNB0223 | 52505 | Athletic_Physical Education Service - Locker Room | No | PP
[7 empty] | 0113A | 100 | University Laboratory HS | NBNB0223 | 52510 | Athletic_Physical Education Service - Shower Room | No | PP
[7 empty] | 0117 | 100 | NA | NA | XXX03 | Men's Public Restroom | No | PP
[6 empty] | 01 | 0207 | 100 | NA | NA | XXX04 | Women's Public Restroom | No | PP
[7 empty] | 0208 | 100 | University Laboratory HS | NBNB0223 | 52505 | Athletic_Physical Education Service - Locker Room | No | PP
[7 empty] | 0208A | 100 | University Laboratory HS | NBNB0223 | 52505 | Athletic_Physical Education Service - Locker Room | No | PP
[7 empty] | 0208B | 100 | University Laboratory HS | NBNB0223 | 52510 | Athletic_Physical Education Service - Shower Room | No | PP
[7 empty] | 0208C | 100 | University Laboratory HS | NBNB0223 | 52505 | Athletic_Physical Education Service - Locker Room | No | PP
[7 empty] | 0209 | 100 | Intercollegiate Athletics | NUNU0336 | 52505 | Athletic_Physical Education Service - Locker Room | No | PP
[7 empty] | 0215 | 100 | Intercollegiate Athletics | NUNU0336 | 52505 | Athletic_Physical Education Service - Locker Room | No | PP
[7 empty] | 0215A | 100 | Intercollegiate Athletics | NUNU0336 | 52510 | Athletic_Physical Education Service - Shower Room | No | PP
[7 empty] | 0216A | 100 | NA | NA | XXX04 | Women's Public Restroom | No | PP
Krannert Art Museum | 500 Peabody Dr | On | Owned | Yes | No | 00 | 0055 | 100 | NA | NA | XXX03 | Men's Public Restroom | No | PP
[7 empty] | 0056 | 100 | NA | NA | XXX04 | Women's Public Restroom | No | PP
[7 empty] | 0072B | 100 | Krannert Art Museum | KRKR0607 | 91900 | Toilet or Bath | No | PP
[6 empty] | 01 | 0104 | 100 | NA | NA | XXX03 | Men's Public Restroom | No | PP
[7 empty] | 0104A | 100 | NA | NA | XXX03 | Men's Public Restroom | No | PP
[7 empty] | 0110 | 100 | NA | NA | XXX04 | Women's Public Restroom | No | PP
[7 empty] | 0110A | 100 | NA | NA | XXX03 | Men's Public Restroom | No | PP
[7 empty] | 0175A | 100 | NA | NA | XXX05 | All-Gender Public Restroom | No | PP
[6 empty] | 02 | 0211 | 100 | NA | NA | XXX05 | All-Gender Public Restroom | No | PP
Krannert Center for Performing Arts | 500 S Goodwin Ave | On | Owned | Split | Yes | 01 | 0119A | 100 | NA | NA | XXX05 | All-Gender Public Restroom | No | SPLIT
[7 empty] | 1119 | 100 | NA | NA | XXX04 | Women's Public Restroom | No | SPLIT
[7 empty] | 1120 | 100 | NA | NA | XXX05 | All-Gender Public Restroom | No | SPLIT
[7 empty] | 1403 | 100 | NA | NA | XXX04 | Women's Public Restroom | No | SPLIT
[7 empty] | 1404 | 100 | NA | NA | XXX03 | Men's Public Restroom | No | SPLIT
[7 empty] | 1404A | 100 | NA | NA | XXX03 | Men's Public Restroom | No | SPLIT
[6 empty] | 02 | 2105 | 100 | NA | NA | XXX05 | All-Gender Public Restroom | No | SPLIT
[7 empty] | 2118A | 100 | Krannert Center | KRKR0262 | 31533 | Office Service - Restroom | No | SPLIT
[7 empty] | 2307A | 100 | NA | NA | XXX04 | Women's Public Restroom | No | SPLIT
[7 empty] | 2318 | 100 | NA | NA | XXX03 | Men's Public Restroom | No | SPLIT
[7 empty] | 2318B | 100 | NA | NA | XXX03 | Men's Public Restroom | No | SPLIT
[7 empty] | 2506 | 100 | Krannert Center | KRKR0262 | 91900 | Toilet or Bath | No | SPLIT
[7 empty] | 2507 | 100 | Krannert Center | KRKR0262 | 91900 | Toilet or Bath | No | SPLIT
[7 empty] | 2508 | 25 | Krannert Center | KRKR0262 | 91900 | Toilet or Bath | Shared | SPLIT
[8 empty] | 75 | Dance | KRKR0801 | 91900 | Toilet or Bath | Shared | SPLIT
[6 empty] | 03 | 3121 | 100 | NA | NA | XXX03 | Men's Public Restroom | No | SPLIT
[7 empty] | 3121A | 100 | NA | NA | XXX03 | Men's Public Restroom | No | SPLIT
[7 empty] | 3122 | 100 | NA | NA | XXX04 | Women's Public Restroom | No | SPLIT
[7 empty] | 3402 | 100 | NA | NA | XXX03 | Men's Public Restroom | No | SPLIT
[7 empty] | 3403 | 100 | NA | NA | XXX04 | Women's Public Restroom | No | SPLIT
[7 empty] | 3403B | 100 | NA | NA | XXX04 | Women's Public Restroom | No | SPLIT
[6 empty] | 04 | 4112 | 100 | NA | NA | XXX04 | Women's Public Restroom | No | SPLIT
[7 empty] | 4113 | 100 | NA | NA | XXX03 | Men's Public Restroom | No | SPLIT
[7 empty] | 4129 | 100 | NA | NA | XXX04 | Women's Public Restroom | No | SPLIT
[7 empty] | 4129B | 100 | NA | NA | XXX04 | Women's Public Restroom | No | SPLIT
[7 empty] | 4130 | 100 | NA | NA | XXX03 | Men's Public Restroom | No | SPLIT
[7 empty] | 4130A | 100 | NA | NA | XXX03 | Men's Public Restroom | No | SPLIT
[7 empty] | 4304 | 100 | NA | NA | XXX03 | Men's Public Restroom | No | SPLIT
[7 empty] | 4304A | 100 | NA | NA | XXX03 | Men's Public Restroom | No | SPLIT
[7 empty] | 4305 | 100 | NA | NA | XXX04 | Women's Public Restroom | No | SPLIT
[7 empty] | 4305A | 100 | NA | NA | XXX04 | Women's Public Restroom | No | SPLIT
[7 empty] | 4401 | 100 | NA | NA | XXX03 | Men's Public Restroom | No | SPLIT
[7 empty] | 4401A | 100 | NA | NA | XXX03 | Men's Public Restroom | No | SPLIT
[7 empty] | 4402 | 100 | NA | NA | XXX04 | Women's Public Restroom | No | SPLIT
[7 empty] | 4402A | 100 | NA | NA | XXX04 | Women's Public Restroom | No | SPLIT
[6 empty] | 05 | 0118 | 100 | NA | NA | XXX04 | Women's Public Restroom | No | SPLIT
[7 empty] | 5406 | 100 | NA | NA | XXX03 | Men's Public Restroom | No | SPLIT
[7 empty] | 5406A | 100 | NA | NA | XXX03 | Men's Public Restroom | No | SPLIT
Law Building | 504 Pennsylvania Ave | On | Owned | Yes | No | 00 | 0051 | 100 | NA | NA | XXX03 | Men's Public Restroom | No | PP
[6 empty] | 01 | 0105 | 100 | NA | NA | XXX03 | Men's Public Restroom | No | PP
[7 empty] | 0109 | 100 | NA | NA | XXX04 | Women's Public Restroom | No | PP
[7 empty] | 0151 | 100 | NA | NA | XXX04 | Women's Public Restroom | No | PP
[7 empty] | 0185A | 100 | NA | NA | XXX03 | Men's Public Restroom | No | PP
[7 empty] | 0185B | 100 | NA | NA | XXX03 | Men's Public Restroom | No | PP
[6 empty] | 02 | 0207 | 100 | NA | NA | XXX03 | Men's Public Restroom | No | PP
[7 empty] | 0211 | 100 | NA | NA | XXX04 | Women's Public Restroom | No | PP
[6 empty] | 03 | 0301 | 100 | NA | NA | XXX04 | Women's Public Restroom | No | PP
[7 empty] | 0303 | 100 | NA | NA | XXX03 | Men's Public Restroom | No | PP
Levis Faculty Center | 919 W Illinois St | On | Owned | Yes | No | 00 | 0003A | 100 | NA | NA | XXX04 | Women's Public Restroom | No | PP
[7 empty] | 0003B | 100 | NA | NA | XXX04 | Women's Public Restroom | No | PP
[7 empty] | 0004A | 100 | NA | NA | XXX03 | Men's Public Restroom | No | PP
[7 empty] | 0004B | 100 | NA | NA | XXX03 | Men's Public Restroom | No | PP
[7 empty] | 0005D | 100 | NA | NA | XXX05 | All-Gender Public Restroom | No | PP
[6 empty] | 01 | 0101 | 100 | NA | NA | XXX04 | Women's Public Restroom | No | PP
[6 empty] | 02 | 0201 | 100 | NA | NA | XXX04 | Women's Public Restroom | No | PP
[7 empty] | 0202 | 100 | NA | NA | XXX03 | Men's Public Restroom | No | PP
[6 empty] | 03 | 0301 | 100 | NA | NA | XXX04 | Women's Public Restroom | No | PP
[7 empty] | 0302 | 100 | NA | NA | XXX04 | Women's Public Restroom | No | PP
[6 empty] | 04 | 0408 | 100 | NA | NA | XXX03 | Men's Public Restroom | No | PP
Library | 1408 Gregory Dr | On | Owned | Yes | No | 00 | 0005B | 100 | NA | NA | XXX04 | Women's Public Restroom | No | PP
[7 empty] | 0005C | 100 | NA | NA | XXX03 | Men's Public Restroom | No | PP
[7 empty] | 0028 | 100 | NA | NA | XXX04 | Women's Public Restroom | No | PP
[7 empty] | 0030 | 100 | NA | NA | XXX03 | Men's Public Restroom | No | PP
[7 empty] | 0046 | 100 | NA | NA | XXX05 | All-Gender Public Restroom | No | PP
[6 empty] | 01 | 0105 | 100 | NA | NA | XXX04 | Women's Public Restroom | No | PP
[7 empty] | 0107 | 100 | NA | NA | XXX04 | Women's Public Restroom | No | PP
[7 empty] | 0126 | 100 | NA | NA | XXX04 | Women's Public Restroom | No | PP
[7 empty] | 0126A | 100 | NA | NA | XXX04 | Women's Public Restroom | No | PP
[7 empty] | 0132 | 100 | NA | NA | XXX03 | Men's Public Restroom | No | PP
[7 empty] | 0133 | 100 | NA | NA | XXX04 | Women's Public Restroom | No | PP
[7 empty] | 0133B | 100 | NA | NA | XXX04 | Women's Public Restroom | No | PP
[7 empty] | 0135 | 100 | NA | NA | XXX03 | Men's Public Restroom | No | PP
[6 empty] | 02 | 0226 | 100 | NA | NA | XXX04 | Women's Public Restroom | No | PP
[7 empty] | 0226A | 100 | NA | NA | XXX04 | Women's Public Restroom | No | PP
[7 empty] | 0232 | 100 | NA | NA | XXX03 | Men's Public Restroom | No | PP
[7 empty] | 0233 | 100 | NA | NA | XXX04 | Women's Public Restroom | No | PP
[7 empty] | 0233A | 100 | NA | NA | XXX04 | Women's Public Restroom | No | PP
[7 empty] | 0235 | 100 | NA | NA | XXX03 | Men's Public Restroom | No | PP
[6 empty] | 03 | 0326 | 100 | NA | NA | XXX04 | Women's Public Restroom | No | PP
[7 empty] | 0332 | 100 | NA | NA | XXX03 | Men's Public Restroom | No | PP
[6 empty] | 04 | 0401B | 100 | NA | NA | XXX03 | Men's Public Restroom | No | PP
[7 empty] | 0402 | 100 | NA | NA | XXX04 | Women's Public Restroom | No | PP
[7 empty] | 0432 | 100 | NA | NA | XXX03 | Men's Public Restroom | No | PP
[7 empty] | 0433 | 100 | NA | NA | XXX04 | Women's Public Restroom | No | PP
[7 empty] | 0441 | 100 | NA | NA | XXX03 | Men's Public Restroom | No | PP
[7 empty] | 0442 | 100 | NA | NA | XXX04 | Women's Public Restroom | No | PP
[6 empty] | 1.0D | 0015F | 100 | NA | NA | XXX05 | All-Gender Public Restroom | No | PP
Library and Information Science Building | 501 E Daniel St | On | Owned | Yes | No | 00 | 0019 | 100 | NA | NA | XXX05 | All-Gender Public Restroom | No | PP
[6 empty] | 01 | 0107 | 100 | NA | NA | XXX03 | Men's Public Restroom | No | PP
[7 empty] | 0118 | 100 | NA | NA | XXX04 | Women's Public Restroom | No | PP
[7 empty] | 0133 | 100 | NA | NA | XXX04 | Women's Public Restroom | No | PP
[7 empty] | 0134 | 100 | NA | NA | XXX03 | Men's Public Restroom | No | PP
[6 empty] | 02 | 0205 | 100 | NA | NA | XXX04 | Women's Public Restroom | No | PP
[7 empty] | 0231 | 100 | NA | NA | XXX04 | Women's Public Restroom | No | PP
[7 empty] | 0232 | 100 | NA | NA | XXX03 | Men's Public Restroom | No | PP
[6 empty] | 03 | 0305 | 100 | NA | NA | XXX03 | Men's Public Restroom | No | PP
[7 empty] | 0351 | 100 | NA | NA | XXX04 | Women's Public Restroom | No | PP
Lincoln Hall | 702 S Wright St | On | Owned | Yes | No | 01 | 1023 | 100 | NA | NA | XXX04 | Women's Public Restroom | No | PP
[7 empty] | 1029 | 100 | NA | NA | XXX03 | Men's Public Restroom | No | PP
[7 empty] | 1063 | 100 | NA | NA | XXX04 | Women's Public Restroom | No | PP
[7 empty] | 1067 | 100 | NA | NA | XXX03 | Men's Public Restroom | No | PP
[6 empty] | 02 | 2029 | 100 | NA | NA | XXX03 | Men's Public Restroom | No | PP
[7 empty] | 2031 | 100 | NA | NA | XXX04 | Women's Public Restroom | No | PP
[7 empty] | 2055 | 100 | NA | NA | XXX04 | Women's Public Restroom | No | PP
[7 empty] | 2057 | 100 | NA | NA | XXX03 | Men's Public Restroom | No | PP
[6 empty] | 03 | 3013 | 100 | NA | NA | XXX03 | Men's Public Restroom | No | PP
[7 empty] | 3015 | 100 | NA | NA | XXX04 | Women's Public Restroom | No | PP
[7 empty] | 3065 | 100 | NA | NA | XXX04 | Women's Public Restroom | No | PP
[7 empty] | 3067 | 100 | NA | NA | XXX03 | Men's Public Restroom | No | PP
[6 empty] | 04 | 4009 | 100 | NA | NA | XXX04 | Women's Public Restroom | No | PP
[7 empty] | 4011 | 100 | NA | NA | XXX04 | Women's Public Restroom | No | PP
[7 empty] | 4065 | 100 | NA | NA | XXX04 | Women's Public Restroom | No | PP
[7 empty] | 4067 | 100 | NA | NA | XXX04 | Women's Public Restroom | No | PP
Loomis Laboratory of Physics | 1110 W Green St | On | Owned | Yes | No | 00 | 0014 | 100 | NA | NA | XXX05 | All-Gender Public Restroom | No | PP
[6 empty] | 01 | 0114 | 100 | NA | NA | XXX05 | All-Gender Public Restroom | No | PP
[7 empty] | 0134 | 100 | NA | NA | XXX03 | Men's Public Restroom | No | PP
[7 empty] | 0162 | 100 | NA | NA | XXX04 | Women's Public Restroom | No | PP
[6 empty] | 02 | 0268 | 100 | NA | NA | XXX04 | Women's Public Restroom | No | PP
[6 empty] | 03 | 0314 | 100 | NA | NA | XXX03 | Men's Public Restroom | No | PP
[7 empty] | 0368 | 100 | NA | NA | XXX04 | Women's Public Restroom | No | PP
[6 empty] | 04 | 0468 | 100 | NA | NA | XXX03 | Men's Public Restroom | No | PP
[7 empty] | 0472 | 100 | NA | NA | XXX04 | Women's Public Restroom | No | PP
Lounge Building - ISRH | 1010 W Illinois St | On | Owned | No | Yes | 01 | 0102 | 100 | NA | NA | XXX04 | Women's Public Restroom | No | DEPT
[7 empty] | 0103 | 100 | NA | NA | XXX03 | Men's Public Restroom | No | DEPT
Madigan Laboratory, Edward R | 1201 Gregory Dr | On | Owned | Yes | No | 00 | 0010 | 100 | NA | NA | XXX03 | Men's Public Restroom | No | PP
[7 empty] | 0010B | 100 | NA | NA | XXX04 | Women's Public Restroom | No | PP
[7 empty] | 0015 | 100 | Division of Animal Resources | NENE0298 | 57570 | Animal Quarters Service - Restroom | No | PP
[7 empty] | 0032 | 100 | Division of Animal Resources | NENE0298 | 57570 | Animal Quarters Service - Restroom | No | PP
[7 empty] | 0058A | 100 | Division of Animal Resources | NENE0298 | 57570 | Animal Quarters Service - Restroom | No | PP
[6 empty] | 01 | 0106 | 100 | Division of Animal Resources | NENE0298 | 57570 | Animal Quarters Service - Restroom | No | PP
[7 empty] | 0108 | 100 | Division of Animal Resources | NENE0298 | 57570 | Animal Quarters Service - Restroom | No | PP
[7 empty] | 0114F | 100 | Division of Animal Resources | NENE0298 | 57570 | Animal Quarters Service - Restroom | No | PP
[7 empty] | 0140 | 100 | NA | NA | XXX04 | Women's Public Restroom | No | PP
[7 empty] | 0144 | 100 | NA | NA | XXX03 | Men's Public Restroom | No | PP
[6 empty] | 02 | 0235A | 100 | NA | NA | XXX03 | Men's Public Restroom | No | PP
[7 empty] | 0237A | 100 | NA | NA | XXX04 | Women's Public Restroom | No | PP
[6 empty] | 03 | 0335A | 100 | NA | NA | XXX03 | Men's Public Restroom | No | PP
[7 empty] | 0337A | 100 | NA | NA | XXX04 | Women's Public Restroom | No | PP
Mailing Center - 1611 S Oak | 1611 S Oak St | On | Owned | Yes | No | 01 | 0111 | 100 | NA | NA | XXX03 | Men's Public Restroom | No | PP
[7 empty] | 0112 | 100 | NA | NA | XXX04 | Women's Public Restroom | No | PP
Materials Science and Engineering Building | 1304 W Green St | On | Owned | Yes | No | 01 | 0109B | 100 | NA | NA | XXX04 | Women's Public Restroom | No | PP
[7 empty] | 0118 | 100 | NA | NA | XXX03 | Men's Public Restroom | No | PP
[6 empty] | 02 | 0218 | 100 | NA | NA | XXX03 | Men's Public Restroom | No | PP
[7 empty] | 0225 | 100 | NA | NA | XXX04 | Women's Public Restroom | No | PP
[6 empty] | 03 | 0316 | 100 | NA | NA | XXX04 | Women's Public Restroom | No | PP
[7 empty] | 0323 | 100 | NA | NA | XXX03 | Men's Public Restroom | No | PP
[6 empty] | 04 | 4117 | 100 | NA | NA | XXX03 | Men's Public Restroom | No | PP
[7 empty] | 4119 | 100 | NA | NA | XXX04 | Women's Public Restroom | No | PP
McKinley Health Center | 1109 S Lincoln Ave | On | Owned | No | Yes | 00 | 0005 | 100 | NA | NA | XXX04 | Women's Public Restroom | No | DEPT
[7 empty] | 0022 | 100 | NA | NA | XXX05 | All-Gender Public Restroom | No | DEPT
[6 empty] | 01 | 0113 | 100 | NA | NA | XXX04 | Women's Public Restroom | No | DEPT
[7 empty] | 0117 | 100 | NA | NA | XXX03 | Men's Public Restroom | No | DEPT
[6 empty] | 02 | 0215A | 100 | NA | NA | XXX05 | All-Gender Public Restroom | No | DEPT
[7 empty] | 0219 | 100 | NA | NA | XXX05 | All-Gender Public Restroom | No | DEPT
[7 empty] | 0233 | 100 | NA | NA | XXX03 | Men's Public Restroom | No | DEPT
[7 empty] | 0245 | 100 | NA | NA | XXX05 | All-Gender Public Restroom | No | DEPT
[7 empty] | 0247A | 100 | McKinley Health Center | NQNQ0551 | 31533 | Office Service - Restroom | No | DEPT
[7 empty] | 0260A | 100 | McKinley Health Center | NQNQ0551 | 31533 | Office Service - Restroom | No | DEPT
Meat Science Laboratory | 1503 Maryland Dr | On | Owned | Yes | No | 01 | 0114 | 100 | NA | NA | XXX03 | Men's Public Restroom | No | PP
[7 empty] | 0116 | 100 | NA | NA | XXX04 | Women's Public Restroom | No | PP
[7 empty] | 0127A | 100 | Animal Sciences | KLKL0538 | 31533 | Office Service - Restroom | No | PP
[6 empty] | 02 | 0202 | 100 | NA | NA | XXX03 | Men's Public Restroom | No | PP
[7 empty] | 0204 | 100 | NA | NA | XXX04 | Women's Public Restroom | No | PP
Mechanical Engineering Laboratory | 105 S Mathews Ave | On | Owned | Yes | No | 01 | 1134 | 100 | NA | NA | XXX04 | Women's Public Restroom | No | PP
[7 empty] | 1138 | 100 | NA | NA | XXX03 | Men's Public Restroom | No | PP
[7 empty] | 1229 | 100 | NA | NA | XXX04 | Women's Public Restroom | No | PP
[7 empty] | 1231 | 100 | NA | NA | XXX03 | Men's Public Restroom | No | PP
[7 empty] | 1422 | 100 | NA | NA | XXX04 | Women's Public Restroom | No | PP
[7 empty] | 1424 | 100 | NA | NA | XXX03 | Men's Public Restroom | No | PP
[6 empty] | 02 | 2229 | 100 | NA | NA | XXX04 | Women's Public Restroom | No | PP
[7 empty] | 2231 | 100 | NA | NA | XXX03 | Men's Public Restroom | No | PP
[7 empty] | 2321 | 100 | NA | NA | XXX03 | Men's Public Restroom | No | PP
[7 empty] | 2323 | 100 | NA | NA | XXX04 | Women's Public Restroom | No | PP
[6 empty] | 03 | 0354 | 100 | NA | NA | XXX04 | Women's Public Restroom | No | PP
[6 empty] | 04 | 4422 | 100 | NA | NA | XXX03 | Men's Public Restroom | No | PP
Medical Sciences Building | 506 S Mathews Ave | On | Owned | Yes | No | 00 | 0005 | 100 | Division of Animal Resources | NENE0298 | 57570 | Animal Quarters Service - Restroom | No | PP
[7 empty] | 0017A | 100 | Division of Animal Resources | NENE0298 | 57570 | Animal Quarters Service - Restroom | No | PP
[7 empty] | 0076 | 100 | NA | NA | XXX04 | Women's Public Restroom | No | PP
[7 empty] | 0078 | 100 | NA | NA | XXX03 | Men's Public Restroom | No | PP
[6 empty] | 01 | 0167 | 100 | NA | NA | XXX03 | Men's Public Restroom | No | PP
[7 empty] | 0169 | 100 | NA | NA | XXX04 | Women's Public Restroom | No | PP
[6 empty] | 02 | 0203 | 100 | NA | NA | XXX04 | Women's Public Restroom | No | PP
[7 empty] | 0206 | 100 | NA | NA | XXX03 | Men's Public Restroom | No | PP
[6 empty] | 03 | 0375 | 100 | NA | NA | XXX03 | Men's Public Restroom | No | PP
[7 empty] | 0376 | 100 | NA | NA | XXX04 | Women's Public Restroom | No | PP
[6 empty] | 04 | 0455 | 100 | NA | NA | XXX04 | Women's Public Restroom | No | PP
[7 empty] | 0473 | 100 | NA | NA | XXX03 | Men's Public Restroom | No | PP
[6 empty] | 05 | 0555 | 100 | NA | NA | XXX04 | Women's Public Restroom | No | PP
[7 empty] | 0573 | 100 | NA | NA | XXX03 | Men's Public Restroom | No | PP
Memorial Stadium | 1402 S First St | On | Owned | No | Yes | 00 | 0022A | 100 | Intercollegiate Athletics | NUNU0336 | 52570 | Athletic_Physical Education Service - Restroom | No | DEPT
[7 empty] | 0026 | 100 | NA | NA | XXX03 | Men's Public Restroom | No | DEPT
[7 empty] | 0027 | 100 | NA | NA | XXX04 | Women's Public Restroom | No | DEPT
[7 empty] | 0101NW | 100 | NA | NA | XXX04 | Women's Public Restroom | No | DEPT
[7 empty] | 0103NW | 100 | NA | NA | XXX03 | Men's Public Restroom | No | DEPT
[7 empty] | 0105NW | 100 | Intercollegiate Athletics | NUNU0336 | 52505 | Athletic_Physical Education Service - Locker Room | No | DEPT
[7 empty] | 0108ANE | 100 | Intercollegiate Athletics | NUNU0336 | 52570 | Athletic_Physical Education Service - Restroom | No | DEPT
[7 empty] | 0108BNE | 100 | Intercollegiate Athletics | NUNU0336 | 52510 | Athletic_Physical Education Service - Shower Room | No | DEPT
[7 empty] | 0108CNE | 100 | Intercollegiate Athletics | NUNU0336 | 52570 | Athletic_Physical Education Service - Restroom | No | DEPT
[7 empty] | 0108ENE | 100 | Intercollegiate Athletics | NUNU0336 | 52510 | Athletic_Physical Education Service - Shower Room | No | DEPT
[7 empty] | 0108FNE | 100 | Intercollegiate Athletics | NUNU0336 | 52505 | Athletic_Physical Education Service - Locker Room | No | DEPT
[7 empty] | 0108NE | 100 | Intercollegiate Athletics | NUNU0336 | 52505 | Athletic_Physical Education Service - Locker Room | No | DEPT
[7 empty] | 0113NW | 100 | Intercollegiate Athletics | NUNU0336 | 52510 | Athletic_Physical Education Service - Shower Room | No | DEPT
[7 empty] | 0115NW | 100 | Intercollegiate Athletics | NUNU0336 | 52510 | Athletic_Physical Education Service - Shower Room | No | DEPT
[7 empty] | 0117NW | 100 | Intercollegiate Athletics | NUNU0336 | 52505 | Athletic_Physical Education Service - Locker Room | No | DEPT
[7 empty] | 0120NW | 100 | Intercollegiate Athletics | NUNU0336 | 52505 | Athletic_Physical Education Service - Locker Room | No | DEPT
[7 empty] | 0511 | 100 | NA | NA | XXX03 | Men's Public Restroom | No | DEPT
[7 empty] | 0512 | 100 | NA | NA | XXX04 | Women's Public Restroom | No | DEPT
[6 empty] | 01 | 0211NE | 100 | NA | NA | XXX04 | Women's Public Restroom | No | DEPT
[7 empty] | 0212NE | 100 | NA | NA | XXX03 | Men's Public Restroom | No | DEPT
[7 empty] | 0234NE | 100 | Intercollegiate Athletics | NUNU0336 | 52570 | Athletic_Physical Education Service - Restroom | No | DEPT
[7 empty] | 0239NE | 100 | Intercollegiate Athletics | NUNU0336 | 52505 | Athletic_Physical Education Service - Locker Room | No | DEPT
[7 empty] | 0240NE | 100 | Intercollegiate Athletics | NUNU0336 | 52505 | Athletic_Physical Education Service - Locker Room | No | DEPT
[7 empty] | 1001 | 100 | NA | NA | XXX05 | All-Gender Public Restroom | No | DEPT
[7 empty] | 1002 | 100 | NA | NA | XXX05 | All-Gender Public Restroom | No | DEPT
[7 empty] | 1009 | 100 | NA | NA | XXX04 | Women's Public Restroom | No | DEPT
[7 empty] | 1014 | 100 | NA | NA | XXX03 | Men's Public Restroom | No | DEPT
[7 empty] | 1018 | 100 | NA | NA | XXX04 | Women's Public Restroom | No | DEPT
[7 empty] | 1022 | 100 | NA | NA | XXX03 | Men's Public Restroom | No | DEPT
[7 empty] | 1025 | 100 | NA | NA | XXX04 | Women's Public Restroom | No | DEPT
[7 empty] | 1028 | 100 | NA | NA | XXX03 | Men's Public Restroom | No | DEPT
[7 empty] | 1033 | 100 | NA | NA | XXX04 | Women's Public Restroom | No | DEPT
[7 empty] | 1037 | 100 | NA | NA | XXX03 | Men's Public Restroom | No | DEPT
[7 empty] | 1042 | 100 | NA | NA | XXX04 | Women's Public Restroom | No | DEPT
[7 empty] | 1046 | 100 | NA | NA | XXX05 | All-Gender Public Restroom | No | DEPT
[7 empty] | 1310 | 100 | NA | NA | XXX03 | Men's Public Restroom | No | DEPT
[7 empty] | 1312 | 100 | NA | NA | XXX04 | Women's Public Restroom | No | DEPT
[7 empty] | 1314 | 100 | NA | NA | XXX04 | Women's Public Restroom | No | DEPT
[7 empty] | 1319 | 100 | NA | NA | XXX03 | Men's Public Restroom | No | DEPT
[7 empty] | 1321 | 100 | NA | NA | XXX04 | Women's Public Restroom | No | DEPT
[7 empty] | 1323 | 100 | NA | NA | XXX04 | Women's Public Restroom | No | DEPT
[7 empty] | 1330 | 100 | NA | NA | XXX03 | Men's Public Restroom | No | DEPT
[7 empty] | 1332 | 100 | NA | NA | XXX04 | Women's Public Restroom | No | DEPT
[7 empty] | 1334 | 100 | NA | NA | XXX04 | Women's Public Restroom | No | DEPT
[7 empty] | 1339 | 100 | NA | NA | XXX03 | Men's Public Restroom | No | DEPT
[7 empty] | 1341 | 100 | NA | NA | XXX04 | Women's Public Restroom | No | DEPT
[7 empty] | 1343 | 100 | NA | NA | XXX04 | Women's Public Restroom | No | DEPT
[7 empty] | 1502 | 100 | NA | NA | XXX04 | Women's Public Restroom | No | DEPT
[7 empty] | 1504 | 100 | NA | NA | XXX03 | Men's Public Restroom | No | DEPT
[7 empty] | 1511 | 100 | NA | NA | XXX03 | Men's Public Restroom | No | DEPT
[7 empty] | 1512 | 100 | NA | NA | XXX04 | Women's Public Restroom | No | DEPT
[6 empty] | 02 | 2000 | 100 | NA | NA | XXX05 | All-Gender Public Restroom | No | DEPT
[7 empty] | 2010 | 100 | NA | NA | XXX05 | All-Gender Public Restroom | No | DEPT
[6 empty] | 03 | 3004 | 100 | NA | NA | XXX04 | Women's Public Restroom | No | DEPT
[7 empty] | 3005 | 100 | NA | NA | XXX03 | Men's Public Restroom | No | DEPT
[7 empty] | 3029 | 100 | NA | NA | XXX03 | Men's Public Restroom | No | DEPT
[7 empty] | 3040 | 100 | NA | NA | XXX04 | Women's Public Restroom | No | DEPT
[6 empty] | 05 | 0284 | 100 | NA | NA | XXX03 | Men's Public Restroom | No | DEPT
[7 empty] | 0285 | 100 | NA | NA | XXX04 | Women's Public Restroom | No | DEPT
[7 empty] | 0294 | 100 | NA | NA | XXX03 | Men's Public Restroom | No | DEPT
[7 empty] | 0295 | 100 | NA | NA | XXX04 | Women's Public Restroom | No | DEPT
[7 empty] | 0300A | 100 | NA | NA | XXX04 | Women's Public Restroom | No | DEPT
[7 empty] | 0300C | 100 | NA | NA | XXX03 | Men's Public Restroom | No | DEPT
[7 empty] | 0300E | 100 | NA | NA | XXX04 | Women's Public Restroom | No | DEPT
[7 empty] | 0300G | 100 | NA | NA | XXX03 | Men's Public Restroom | No | DEPT
[7 empty] | 0300K | 100 | NA | NA | XXX03 | Men's Public Restroom | No | DEPT
[7 empty] | 0300M | 100 | NA | NA | XXX04 | Women's Public Restroom | No | DEPT
[7 empty] | 0300O | 100 | NA | NA | XXX03 | Men's Public Restroom | No | DEPT
[7 empty] | 0300Q | 100 | NA | NA | XXX04 | Women's Public Restroom | No | DEPT
[7 empty] | 0401SE | 100 | NA | NA | XXX04 | Women's Public Restroom | No | DEPT
[7 empty] | 0402NE | 100 | NA | NA | XXX04 | Women's Public Restroom | No | DEPT
[7 empty] | 0402SE | 100 | NA | NA | XXX04 | Women's Public Restroom | No | DEPT
[7 empty] | 0403NE | 100 | NA | NA | XXX03 | Men's Public Restroom | No | DEPT
[7 empty] | 0403SE | 100 | NA | NA | XXX03 | Men's Public Restroom | No | DEPT
[7 empty] | 5002 | 100 | NA | NA | XXX03 | Men's Public Restroom | No | DEPT
[7 empty] | 5003 | 100 | NA | NA | XXX04 | Women's Public Restroom | No | DEPT
[7 empty] | 5017 | 100 | NA | NA | XXX04 | Women's Public Restroom | No | DEPT
[7 empty] | 5018 | 100 | NA | NA | XXX03 | Men's Public Restroom | No | DEPT
[7 empty] | 5020 | 100 | NA | NA | XXX05 | All-Gender Public Restroom | No | DEPT
[6 empty] | 06 | 6005 | 100 | NA | NA | XXX04 | Women's Public Restroom | No | DEPT
[7 empty] | 6007 | 100 | NA | NA | XXX03 | Men's Public Restroom | No | DEPT
[7 empty] | 6042 | 100 | NA | NA | XXX03 | Men's Public Restroom | No | DEPT
[7 empty] | 6044 | 100 | NA | NA | XXX04 | Women's Public Restroom | No | DEPT
[6 empty] | 07 | 7004 | 100 | NA | NA | XXX05 | All-Gender Public Restroom | No | DEPT
[7 empty] | 7006 | 100 | NA | NA | XXX04 | Women's Public Restroom | No | DEPT
[7 empty] | 7007 | 100 | NA | NA | XXX03 | Men's Public Restroom | No | DEPT
[7 empty] | 7042 | 100 | NA | NA | XXX03 | Men's Public Restroom | No | DEPT
[7 empty] | 7043 | 100 | NA | NA | XXX04 | Women's Public Restroom | No | DEPT
[7 empty] | 7045 | 100 | NA | NA | XXX05 | All-Gender Public Restroom | No | DEPT
[6 empty] | 08 | 8006 | 100 | NA | NA | XXX04 | Women's Public Restroom | No | DEPT
[7 empty] | 8007 | 100 | NA | NA | XXX03 | Men's Public Restroom | No | DEPT
[7 empty] | 8025A | 100 | NA | NA | XXX05 | All-Gender Public Restroom | No | DEPT
[7 empty] | 8042 | 100 | NA | NA | XXX03 | Men's Public Restroom | No | DEPT
[7 empty] | 8043 | 100 | NA | NA | XXX04 | Women's Public Restroom | No | DEPT
[7 empty] | 8045 | 100 | NA | NA | XXX05 | All-Gender Public Restroom | No | DEPT
[6 empty] | 0S | 0007 | 100 | Intercollegiate Athletics | NUNU0336 | 52505 | Athletic_Physical Education Service - Locker Room | No | DEPT
[7 empty] | 0007A | 100 | NA | NA | XXX11 | Shower Room | No | DEPT
[7 empty] | 0007B | 100 | NA | NA | XXX11 | Shower Room | No | DEPT
[7 empty] | 0007NE | 100 | Intercollegiate Athletics | NUNU0336 | 52505 | Athletic_Physical Education Service - Locker Room | No | DEPT
[7 empty] | 0009NE | 100 | NA | NA | XXX04 | Women's Public Restroom | No | DEPT
[7 empty] | 0010 | 100 | Intercollegiate Athletics | NUNU0336 | 52505 | Athletic_Physical Education Service - Locker Room | No | DEPT
[7 empty] | 0010NE | 100 | Intercollegiate Athletics | NUNU0336 | 52505 | Athletic_Physical Education Service - Locker Room | No | DEPT
[7 empty] | 0011 | 100 | Intercollegiate Athletics | NUNU0336 | 52505 | Athletic_Physical Education Service - Locker Room | No | DEPT
[7 empty] | 0011NE | 100 | Intercollegiate Athletics | NUNU0336 | 52505 | Athletic_Physical Education Service - Locker Room | No | DEPT
[7 empty] | 0012NE | 100 | NA | NA | XXX03 | Men's Public Restroom | No | DEPT
Micro and Nanotechnology Laboratory | 208 N Wright St | On | Owned | Yes | No | 01 | 1003 | 100 | NA | NA | XXX03 | Men's Public Restroom | No | PP
[7 empty] | 1005 | 100 | NA | NA | XXX04 | Women's Public Restroom | No | PP
[7 empty] | 1242 | 100 | NA | NA | XXX04 | Women's Public Restroom | No | PP
[7 empty] | 1244 | 100 | NA | NA | XXX03 | Men's Public Restroom | No | PP
[6 empty] | 02 | 0246 | 100 | NA | NA | XXX03 | Men's Public Restroom | No | PP
[7 empty] | 2242 | 100 | NA | NA | XXX04 | Women's Public Restroom | No | PP
[7 empty] | 2244 | 100 | NA | NA | XXX03 | Men's Public Restroom | No | PP
[6 empty] | 03 | 0302 | 100 | NA | NA | XXX04 | Women's Public Restroom | No | PP
[7 empty] | 3242 | 100 | NA | NA | XXX04 | Women's Public Restroom | No | PP
[7 empty] | 3244 | 100 | NA | NA | XXX03 | Men's Public Restroom | No | PP
Monticello Road Field Station | 719 E County Rd 1000 N | Off | Owned | No | No | 01 | 0004 | 100 | NA | NA | XXX05 | All-Gender Public Restroom | No | DEPT
Morrill Hall | 505 S Goodwin Ave | On | Owned | Yes | No | 00 | 0020D | 100 | Division of Animal Resources | NENE0298 | 57570 | Animal Quarters Service - Restroom | No | PP
[7 empty] | 0027 | 100 | NA | NA | XXX04 | Women's Public Restroom | No | PP
[7 empty] | 0029 | 100 | Division of Animal Resources | NENE0298 | 57570 | Animal Quarters Service - Restroom | No | PP
[7 empty] | 0029A | 100 | Division of Animal Resources | NENE0298 | 57570 | Animal Quarters Service - Restroom | No | PP
[7 empty] | 0049 | 100 | Division of Animal Resources | NENE0298 | 57570 | Animal Quarters Service - Restroom | No | PP
[7 empty] | 0056 | 100 | NA | NA | XXX03 | Men's Public Restroom | No | PP
[6 empty] | 01 | 0127 | 100 | NA | NA | XXX04 | Women's Public Restroom | No | PP
[7 empty] | 0156 | 100 | NA | NA | XXX03 | Men's Public Restroom | No | PP
[7 empty] | 0190 | 100 | NA | NA | XXX04 | Women's Public Restroom | No | PP
[6 empty] | 02 | 0227 | 100 | NA | NA | XXX03 | Men's Public Restroom | No | PP
[7 empty] | 0256 | 100 | NA | NA | XXX04 | Women's Public Restroom | No | PP
[6 empty] | 03 | 0327 | 100 | NA | NA | XXX04 | Women's Public Restroom | No | PP
[7 empty] | 0356 | 100 | NA | NA | XXX03 | Men's Public Restroom | No | PP
[6 empty] | 04 | 0427 | 100 | NA | NA | XXX03 | Men's Public Restroom | No | PP
[7 empty] | 0456 | 100 | NA | NA | XXX04 | Women's Public Restroom | No | PP
[6 empty] | 05 | 0527 | 100 | NA | NA | XXX04 | Women's Public Restroom | No | PP
[7 empty] | 0556 | 100 | NA | NA | XXX03 | Men's Public Restroom | No | PP
[6 empty] | 06 | 0627 | 100 | NA | NA | XXX03 | Men's Public Restroom | No | PP
[7 empty] | 0656 | 100 | NA | NA | XXX04 | Women's Public Restroom | No | PP
Motorcycle Safety Office | 4 Gerty Dr | On | Owned | No | No | 01 | 0012 | 100 | NA | NA | XXX05 | All-Gender Public Restroom | No | DEPT
[7 empty] | 0014 | 100 | NA | NA | XXX05 | All-Gender Public Restroom | No | DEPT
[7 empty] | 0018A1 | 100 | NA | NA | XXX05 | All-Gender Public Restroom | No | DEPT
[7 empty] | 0018A2 | 100 | NA | NA | XXX05 | All-Gender Public Restroom | No | DEPT
Mumford Hall | 1301 Gregory Dr | On | Owned | Yes | No | 01 | 0106 | 100 | NA | NA | XXX03 | Men's Public Restroom | No | PP
[7 empty] | 0121 | 100 | NA | NA | XXX04 | Women's Public Restroom | No | PP
[6 empty] | 02 | 0206 | 100 | NA | NA | XXX03 | Men's Public Restroom | No | PP
[7 empty] | 0223 | 100 | NA | NA | XXX04 | Women's Public Restroom | No | PP
[6 empty] | 03 | 0308 | 100 | NA | NA | XXX03 | Men's Public Restroom | No | PP
[7 empty] | 0325 | 100 | NA | NA | XXX04 | Women's Public Restroom | No | PP
[6 empty] | 04 | 0413 | 100 | NA | NA | XXX05 | All-Gender Public Restroom | No | PP
[7 empty] | 0439 | 100 | NA | NA | XXX03 | Men's Public Restroom | No | PP
Music Building | 1114 W Nevada St | On | Owned | Yes | No | 00 | 0201 | 100 | NA | NA | XXX04 | Women's Public Restroom | No | PP
[7 empty] | 0203 | 100 | NA | NA | XXX03 | Men's Public Restroom | No | PP
[6 empty] | 01 | 1007 | 100 | NA | NA | XXX03 | Men's Public Restroom | No | PP
[7 empty] | 1009 | 100 | NA | NA | XXX04 | Women's Public Restroom | No | PP
[6 empty] | 02 | 2201 | 100 | NA | NA | XXX04 | Women's Public Restroom | No | PP
[7 empty] | 2203 | 100 | NA | NA | XXX03 | Men's Public Restroom | No | PP
[6 empty] | 03 | 3201 | 100 | NA | NA | XXX04 | Women's Public Restroom | No | PP
[7 empty] | 3203 | 100 | NA | NA | XXX03 | Men's Public Restroom | No | PP
[6 empty] | 04 | 4201 | 100 | NA | NA | XXX04 | Women's Public Restroom | No | PP
[7 empty] | 4203 | 100 | NA | NA | XXX03 | Men's Public Restroom | No | PP
National Center for Supercomputing Applications | 1205 W Clark St | On | Owned | Yes | No | 01 | 1043 | 100 | NA | NA | XXX03 | Men's Public Restroom | No | PP
[7 empty] | 1048 | 100 | NA | NA | XXX04 | Women's Public Restroom | No | PP
[6 empty] | 02 | 2043 | 100 | NA | NA | XXX03 | Men's Public Restroom | No | PP
[7 empty] | 2047 | 100 | NA | NA | XXX04 | Women's Public Restroom | No | PP
[7 empty] | 2047A | 100 | NA | NA | XXX04 | Women's Public Restroom | No | PP
[6 empty] | 03 | 3043 | 100 | NA | NA | XXX03 | Men's Public Restroom | No | PP
[7 empty] | 3047 | 100 | NA | NA | XXX04 | Women's Public Restroom | No | PP
[7 empty] | 3047A | 100 | NA | NA | XXX04 | Women's Public Restroom | No | PP
[6 empty] | 04 | 4043 | 100 | NA | NA | XXX03 | Men's Public Restroom | No | PP
[7 empty] | 4043A | 100 | NA | NA | XXX03 | Men's Public Restroom | No | PP
[7 empty] | 4047 | 100 | NA | NA | XXX04 | Women's Public Restroom | No | PP
National Petascale Computing Facility | 1725 S Oak St | On | Owned | No | No | 02 | 2001B | 100 | NA | NA | XXX05 | All-Gender Public Restroom | No | DEPT
[7 empty] | 2088A | 100 | Supercomputing Applications | NPNP0320 | 31533 | Office Service - Restroom | No | DEPT
[7 empty] | 2088B | 100 | Supercomputing Applications | NPNP0320 | 31533 | Office Service - Restroom | No | DEPT
National Soybean Research Center | 1101 Peabody Dr | On | Owned | Yes | No | 00 | 0044 | 100 | NA | NA | XXX04 | Women's Public Restroom | No | PP
[7 empty] | 0050 | 100 | NA | NA | XXX03 | Men's Public Restroom | No | PP
[7 empty] | 0090 | 100 | NA | NA | XXX03 | Men's Public Restroom | No | PP
[6 empty] | 01 | 0161 | 100 | NA | NA | XXX03 | Men's Public Restroom | No | PP
[7 empty] | 0163 | 100 | NA | NA | XXX04 | Women's Public Restroom | No | PP
[6 empty] | 02 | 0242 | 100 | NA | NA | XXX03 | Men's Public Restroom | No | PP
[7 empty] | 0246 | 100 | NA | NA | XXX04 | Women's Public Restroom | No | PP
[6 empty] | 03 | 0362M | 100 | NA | NA | XXX03 | Men's Public Restroom | No | PP
[7 empty] | 0362W | 100 | NA | NA | XXX04 | Women's Public Restroom | No | PP
Natural History Building | 1301 W Green St | On | Owned | Yes | No | 01 | 1013 | 100 | NA | NA | XXX03 | Men's Public Restroom | No | PP
[7 empty] | 1013A | 100 | NA | NA | XXX03 | Men's Public Restroom | No | PP
[7 empty] | 1081 | 100 | NA | NA | XXX04 | Women's Public Restroom | No | PP
[7 empty] | 1081A | 100 | NA | NA | XXX04 | Women's Public Restroom | No | PP
[6 empty] | 02 | 2009 | 100 | NA | NA | XXX04 | Women's Public Restroom | No | PP
[7 empty] | 2069 | 100 | NA | NA | XXX06 | Public Lactation Room | No | PP
[7 empty] | 2085 | 100 | NA | NA | XXX03 | Men's Public Restroom | No | PP
[6 empty] | 03 | 3009 | 100 | NA | NA | XXX04 | Women's Public Restroom | No | PP
[7 empty] | 3091 | 100 | NA | NA | XXX05 | All-Gender Public Restroom | No | PP
[7 empty] | 3093 | 100 | NA | NA | XXX03 | Men's Public Restroom | No | PP
[6 empty] | 04 | 4011 | 100 | NA | NA | XXX04 | Women's Public Restroom | No | PP
[7 empty] | 4071 | 100 | NA | NA | XXX03 | Men's Public Restroom | No | PP
Natural History Survey Storage B #2 | 1831 S Oak St | On | Owned | No | No | 01 | 0007 | 100 | NA | NA | XXX05 | All-Gender Public Restroom | No | DEPT
Natural History Survey Storage B #3 | 1833 S Oak St | On | Owned | No | No | 01 | 0013 | 100 | NA | NA | XXX05 | All-Gender Public Restroom | No | DEPT
Natural Resource Studies Annex | 1910 Griffith Dr | On | Owned | Yes | No | 01 | 0115 | 100 | NA | NA | XXX04 | Women's Public Restroom | No | PP
[7 empty] | 0119 | 100 | NA | NA | XXX03 | Men's Public Restroom | No | PP
[6 empty] | 02 | 0215 | 100 | NA | NA | XXX03 | Men's Public Restroom | No | PP
[7 empty] | 0217 | 100 | NA | NA | XXX04 | Women's Public Restroom | No | PP
Natural Resources Building | 607 Peabody Dr | On | Owned | Yes | No | 00 | 0064 | 100 | NA | NA | XXX03 | Men's Public Restroom | No | PP
[6 empty] | 01 | 0108 | 100 | NA | NA | XXX03 | Men's Public Restroom | No | PP
[7 empty] | 0127A | 100 | IL State Geological Survey | NPNP1547 | 31533 | Office Service - Restroom | No | PP
[7 empty] | 0138 | 100 | NA | NA | XXX03 | Men's Public Restroom | No | PP
[7 empty] | 0162 | 100 | NA | NA | XXX04 | Women's Public Restroom | No | PP
[7 empty] | 0173A | 100 | Prairie Research Institute | NPNP1332 | 31533 | Office Service - Restroom | No | PP
[7 empty] | 0192A | 100 | NA | NA | XXX05 | All-Gender Public Restroom | No | PP
[7 empty] | 0192B | 100 | NA | NA | XXX05 | All-Gender Public Restroom | No | PP
[6 empty] | 02 | 0208 | 100 | NA | NA | XXX04 | Women's Public Restroom | No | PP
[7 empty] | 0260 | 100 | NA | NA | XXX03 | Men's Public Restroom | No | PP
[7 empty] | 0262 | 100 | NA | NA | XXX04 | Women's Public Restroom | No | PP
[7 empty] | 0292 | 100 | NA | NA | XXX03 | Men's Public Restroom | No | PP
[6 empty] | 03 | 0308 | 100 | NA | NA | XXX03 | Men's Public Restroom | No | PP
[7 empty] | 0362 | 100 | NA | NA | XXX03 | Men's Public Restroom | No | PP
[7 empty] | 0392 | 100 | NA | NA | XXX04 | Women's Public Restroom | No | PP
[6 empty] | 04 | 0408 | 100 | NA | NA | XXX04 | Women's Public Restroom | No | PP
[7 empty] | 0492 | 100 | NA | NA | XXX03 | Men's Public Restroom | No | PP
Natural Resources Garage | 608 Pennsylvania Ave | On | Owned | Yes | No | 01 | 0102A | 100 | NA | NA | XXX03 | Men's Public Restroom | No | PP
Newmark Civil Engineering Building | 205 N Mathews Ave | On | Owned | Yes | No | 00 | B0101 | 100 | NA | NA | XXX03 | Men's Public Restroom | No | PP
[7 empty] | B0136 | 100 | NA | NA | XXX03 | Men's Public Restroom | No | PP
[7 empty] | B0202 | 100 | NA | NA | XXX04 | Women's Public Restroom | No | PP
[6 empty] | 01 | 1109A | 100 | NA | NA | XXX04 | Women's Public Restroom | No | PP
[7 empty] | 1115 | 100 | NA | NA | XXX03 | Men's Public Restroom | No | PP
[7 empty] | 1236C | 100 | NA | NA | XXX05 | All-Gender Public Restroom | No | PP
[7 empty] | 1236D | 100 | NA | NA | XXX05 | All-Gender Public Restroom | No | PP
[7 empty] | 1303 | 100 | NA | NA | XXX03 | Men's Public Restroom | No | PP
[7 empty] | 1304 | 100 | NA | NA | XXX04 | Women's Public Restroom | No | PP
[6 empty] | 02 | 2102 | 100 | NA | NA | XXX04 | Women's Public Restroom | No | PP
[7 empty] | 2133 | 100 | NA | NA | XXX03 | Men's Public Restroom | No | PP
[7 empty] | 2156 | 100 | NA | NA | XXX04 | Women's Public Restroom | No | PP
[7 empty] | 2203 | 100 | NA | NA | XXX03 | Men's Public Restroom | No | PP
[7 empty] | 2303 | 100 | NA | NA | XXX03 | Men's Public Restroom | No | PP
[7 empty] | 2304 | 100 | NA | NA | XXX04 | Women's Public Restroom | No | PP
[6 empty] | 03 | 3102 | 100 | NA | NA | XXX04 | Women's Public Restroom | No | PP
[7 empty] | 3133 | 100 | NA | NA | XXX03 | Men's Public Restroom | No | PP
[7 empty] | 3162 | 100 | NA | NA | XXX04 | Women's Public Restroom | No | PP
[7 empty] | 3203 | 100 | NA | NA | XXX03 | Men's Public Restroom | No | PP
[7 empty] | 3302 | 100 | NA | NA | XXX03 | Men's Public Restroom | No | PP
[7 empty] | 3303 | 100 | NA | NA | XXX04 | Women's Public Restroom | No | PP
[6 empty] | 04 | 4102 | 100 | NA | NA | XXX03 | Men's Public Restroom | No | PP
[7 empty] | 4133 | 100 | NA | NA | XXX04 | Women's Public Restroom | No | PP
[7 empty] | 4134 | 100 | NA | NA | XXX04 | Women's Public Restroom | No | PP
[7 empty] | 4135 | 100 | NA | NA | XXX03 | Men's Public Restroom | No | PP
[7 empty] | 4154 | 100 | NA | NA | XXX03 | Men's Public Restroom | No | PP
[7 empty] | 4203 | 100 | NA | NA | XXX04 | Women's Public Restroom | No | PP
Noble Hall | 1209 S Fourth St | On | Owned | Yes | No | 00 | 0014 | 100 | NA | NA | XXX03 | Men's Public Restroom | No | PP
[7 empty] | 0016 | 100 | NA | NA | XXX04 | Women's Public Restroom | No | PP
[6 empty] | 01 | 0112 | 100 | NA | NA | XXX03 | Men's Public Restroom | No | PP
[7 empty] | 0114 | 100 | NA | NA | XXX04 | Women's Public Restroom | No | PP
[6 empty] | 02 | 0212 | 100 | NA | NA | XXX03 | Men's Public Restroom | No | PP
[7 empty] | 0214 | 100 | NA | NA | XXX04 | Women's Public Restroom | No | PP
[6 empty] | 03 | 0312 | 100 | NA | NA | XXX03 | Men's Public Restroom | No | PP
[7 empty] | 0314 | 100 | NA | NA | XXX04 | Women's Public Restroom | No | PP
[6 empty] | 04 | 0412 | 100 | NA | NA | XXX03 | Men's Public Restroom | No | PP
[7 empty] | 0414 | 100 | NA | NA | XXX04 | Women's Public Restroom | No | PP
North Campus Chiller Plant | 305 N Mathews Ave | On | Owned | No | No | 01 | 0102 | 100 | Utilities - UIUC | MYMY0876 | 31533 | Office Service - Restroom | No | DEPT
North Campus Parking Deck | 1206 Clark St, 405 N Goodwin Ave, 1201 W Universit | On | Owned | No | Yes | 01 | 1016 | 100 | NA | NA | XXX03 | Men's Public Restroom | No | DEPT
[7 empty] | 1016A | 100 | NA | NA | XXX03 | Men's Public Restroom | No | DEPT
[7 empty] | 1018 | 100 | NA | NA | XXX04 | Women's Public Restroom | No | DEPT
[7 empty] | 1102 | 100 | NA | NA | XXX05 | All-Gender Public Restroom | No | DEPT
[7 empty] | 1108 | 100 | NA | NA | XXX04 | Women's Public Restroom | No | DEPT
[7 empty] | 1110 | 100 | NA | NA | XXX03 | Men's Public Restroom | No | DEPT
[7 empty] | 1230 | 100 | NA | NA | XXX04 | Women's Public Restroom | No | DEPT
[7 empty] | 1231 | 100 | NA | NA | XXX03 | Men's Public Restroom | No | DEPT
Northwest Barn - Vet Med - S Race St | 3305 S Race St | On | Owned | No | No | 01 | 0017 | 100 | NA | NA | XXX03 | Men's Public Restroom | No | DEPT
[7 empty] | 0017B | 100 | NA | NA | XXX04 | Women's Public Restroom | No | DEPT
Noyes Laboratory of Chemistry | 505 S Mathews Ave | On | Owned | Yes | No | 00 | 0052 | 100 | NA | NA | XXX04 | Women's Public Restroom | No | PP
[6 empty] | 01 | 0100B | 100 | NA | NA | XXX03 | Men's Public Restroom | No | PP
[7 empty] | 0101 | 100 | NA | NA | XXX04 | Women's Public Restroom | No | PP
[7 empty] | 0160 | 100 | NA | NA | XXX03 | Men's Public Restroom | No | PP
[6 empty] | 02 | 0202 | 100 | NA | NA | XXX03 | Men's Public Restroom | No | PP
[7 empty] | 0253 | 100 | NA | NA | XXX04 | Women's Public Restroom | No | PP
[6 empty] | 03 | 0302A | 100 | NA | NA | XXX04 | Women's Public Restroom | No | PP
[7 empty] | 0305 | 100 | NA | NA | XXX03 | Men's Public Restroom | No | PP
[7 empty] | 0323 | 100 | NA | NA | XXX03 | Men's Public Restroom | No | PP
[7 empty] | 0351 | 100 | NA | NA | XXX03 | Men's Public Restroom | No | PP
[7 empty] | 0352 | 100 | NA | NA | XXX05 | All-Gender Public Restroom | No | PP
[7 empty] | 302 | 100 | NA | NA | XXX03 | Men's Public Restroom | No | PP
[6 empty] | 04 | 0454 | 100 | NA | NA | XXX03 | Men's Public Restroom | No | PP
Nuclear Engineering Laboratory | 103 S Goodwin Ave | On | Owned | Yes | No | 01 | 0103 | 100 | NA | NA | XXX03 | Men's Public Restroom | No | PP
[7 empty] | 0134 | 100 | NA | NA | XXX04 | Women's Public Restroom | No | PP
[7 empty] | 133 | 100 | NA | NA | XXX03 | Men's Public Restroom | No | PP
[6 empty] | 02 | 0210 | 100 | NA | NA | XXX04 | Women's Public Restroom | No | PP
Nuclear Physics Laboratory | 23 Stadium Dr | On | Owned | Yes | No | 02 | 0217 | 100 | NA | NA | XXX04 | Women's Public Restroom | No | PP
[7 empty] | 0221 | 100 | NA | NA | XXX03 | Men's Public Restroom | No | PP
Nuclear Radiation Laboratory | 201 S Goodwin Ave | On | Owned | Yes | No | 01 | 0108A | 100 | NA | NA | XXX05 | All-Gender Public Restroom | No | PP
Nursery Building - Swine Res Ctr | 3402 S First St | On | Owned | Yes | No | 01 | 0112 | 100 | NA | NA | XXX05 | All-Gender Public Restroom | No | PP
Oak Street Chiller Plant | 1305 S Oak St | On | Owned | No | No | 01 | 1008 | 100 | Utilities - UIUC | MYMY0876 | 72533 | Shop Service - Restroom | No | DEPT
Oak Street Library Facility | 809 S Oak St | On | Owned | Yes | No | 01 | 0106 | 100 | NA | NA | XXX04 | Women's Public Restroom | No | DEPT
[7 empty] | 0109 | 100 | NA | NA | XXX03 | Men's Public Restroom | No | DEPT
[6 empty] | 02 | 0207 | 100 | NA | NA | XXX03 | Men's Public Restroom | No | DEPT
[7 empty] | 0209 | 100 | NA | NA | XXX04 | Women's Public Restroom | No | DEPT
[6 empty] | 03 | 0300B | 100 | NA | NA | XXX05 | All-Gender Public Restroom | No | DEPT
Observatory | 901 S Mathews Ave | On | Owned | Yes | No | 01 | 0111 | 100 | NA | NA | XXX03 | Men's Public Restroom | No | PP
[7 empty] | 0113 | 100 | NA | NA | XXX04 | Women's Public Restroom | No | PP
[7 empty] | 0126 | 100 | NA | NA | XXX05 | All-Gender Public Restroom | No | PP
Optical Physics and Engineering Building | 607 E Healey St | On | Owned | Yes | No | 01 | 0107 | 100 | NA | NA | XXX05 | All-Gender Public Restroom | No | PP
[7 empty] | 0109 | 100 | NA | NA | XXX03 | Men's Public Restroom | No | PP
[7 empty] | 0110 | 100 | NA | NA | XXX04 | Women's Public Restroom | No | PP
Orchard Downs Community Building | 509 W George Huff Ct | On | Owned | No | Yes | 01 | 0104 | 100 | NA | NA | XXX03 | Men's Public Restroom | No | DEPT
[7 empty] | 0105 | 100 | NA | NA | XXX04 | Women's Public Restroom | No | DEPT
[7 empty] | 0112 | 100 | NA | NA | XXX05 | All-Gender Public Restroom | No | DEPT
Orchard Downs Laundry - North | 1900 S Orchard St | On | Owned | No | Yes | 01 | 0102 | 100 | NA | NA | XXX04 | Women's Public Restroom | No | DEPT
[7 empty] | 0103 | 100 | NA | NA | XXX03 | Men's Public Restroom | No | DEPT
Orchard Downs Laundry - South | 2050 S Orchard St | On | Owned | No | Yes | 01 | 0102 | 100 | NA | NA | XXX04 | Women's Public Restroom | No | DEPT
[7 empty] | 0103 | 100 | NA | NA | XXX04 | Women's Public Restroom | No | DEPT
Paleobotanical Building | 2115 Griffith Dr | On | Owned | Yes | No | 01 | 0105 | 100 | NA | NA | XXX05 | All-Gender Public Restroom | No | PP
Parking Booths | 13 Airport Rd | Off | Owned | No | Yes | 01 | 0102 | 100 | Willard Airport Commercial Op | NANA0693 | 31533 | Office Service - Restroom | No | DEPT
Pennsylvania Lounge Building | 906 College Ct | On | Owned | No | Yes | 01 | 0109 | 100 | NA | NA | XXX04 | Women's Public Restroom | No | DEPT
[7 empty] | 0126 | 100 | NA | NA | XXX03 | Men's Public Restroom | No | DEPT
Personnel Services Building | 52 Gregory Dr | On | Owned | Yes | No | 01 | 0110 | 100 | NA | NA | XXX03 | Men's Public Restroom | No | PP
[7 empty] | 0112 | 100 | NA | NA | XXX04 | Women's Public Restroom | No | PP
[7 empty] | 0130 | 100 | NA | NA | XXX03 | Men's Public Restroom | No | PP
[7 empty] | 0132 | 100 | NA | NA | XXX04 | Women's Public Restroom | No | PP
Pest Management Laboratory | 1819 S Oak St | On | Owned | No | No | 01 | 0104 | 100 | NA | NA | XXX05 | All-Gender Public Restroom | No | DEPT
Physical Plant Service Building | 1501 S Oak St | On | Owned | Yes | No | 00 | 0061 | 100 | NA | NA | XXX03 | Men's Public Restroom | No | PP
[7 empty] | 0062 | 100 | NA | NA | XXX04 | Women's Public Restroom | No | PP
[6 empty] | 01 | 0104 | 100 | NA | NA | XXX04 | Women's Public Restroom | No | PP
[7 empty] | 0104A | 100 | NA | NA | XXX03 | Men's Public Restroom | No | PP
[7 empty] | 0144 | 100 | NA | NA | XXX04 | Women's Public Restroom | No | PP
[7 empty] | 0144A | 100 | NA | NA | XXX03 | Men's Public Restroom | No | PP
[7 empty] | 0152 | 100 | NA | NA | XXX03 | Men's Public Restroom | No | PP
[7 empty] | 1840A | 100 | NA | NA | XXX03 | Men's Public Restroom | No | PP
[7 empty] | 1840B | 100 | NA | NA | XXX04 | Women's Public Restroom | No | PP
Physiology Research Laboratory | 301 Hazelwood Dr | On | Owned | No | No | 01 | 0007 | 100 | NA | NA | XXX03 | Men's Public Restroom | No | DEPT
[7 empty] | 0007A | 100 | NA | NA | XXX03 | Men's Public Restroom | No | DEPT
[7 empty] | 0011 | 100 | NA | NA | XXX04 | Women's Public Restroom | No | DEPT
[7 empty] | 0012 | 100 | NA | NA | XXX04 | Women's Public Restroom | No | DEPT
Plant Sciences Laboratory | 1201 Dorner Dr | On | Owned | Yes | No | 01 | 1208 | 100 | NA | NA | XXX04 | Women's Public Restroom | No | PP
[7 empty] | 1210 | 100 | NA | NA | XXX03 | Men's Public Restroom | No | PP
[7 empty] | 1304 | 100 | NA | NA | XXX03 | Men's Public Restroom | No | PP
[7 empty] | 1306 | 100 | NA | NA | XXX04 | Women's Public Restroom | No | PP
[7 empty] | 1308 | 82.52 | NA | NA | XXX04 | Women's Public Restroom | Split/Shared | PP
[7 empty] | 1310 | 82.52 | NA | NA | XXX03 | Men's Public Restroom | Split/Shared | PP
[7 empty] | 1901 | 100 | NA | NA | XXX04 | Women's Public Restroom | No | PP
[7 empty] | 1903 | 100 | NA | NA | XXX03 | Men's Public Restroom | No | PP
Plant Services Building - Northeast | 107 S Gregory St | On | Owned | Yes | No | 01 | 0100 | 100 | NA | NA | XXX05 | All-Gender Public Restroom | No | PP
[7 empty] | 0102 | 100 | NA | NA | XXX05 | All-Gender Public Restroom | No | PP
Police Training Institute - Tactical | 609 1/2 E Curtis Rd | On | Owned | Yes | No | 01 | 0104 | 100 | NA | NA | XXX04 | Women's Public Restroom | No | PP
[7 empty] | 0106 | 100 | NA | NA | XXX03 | Men's Public Restroom | No | PP
Pollinatarium | 606 W Windsor Rd | On | Owned | No | No | 01 | 0103 | 100 | NA | NA | XXX05 | All-Gender Public Restroom | No | DEPT
Poultry Cage House #3 | 4513 S Race St | On | Owned | No | No | 01 | 3105 | 100 | NA | NA | XXX05 | All-Gender Public Restroom | No | DEPT
Poultry Rooster House | 4513 S Race St | On | Owned | No | No | 01 | 6101 | 100 | Animal Sciences | KLKL0538 | 91900 | Toilet or Bath | No | DEPT
President's House | 711 W Florida Ave | On | Owned | Yes | No | 01 | 0102 | 100 | NA | NA | XXX03 | Men's Public Restroom | No | PP
[7 empty] | 0102A | 100 | NA | NA | XXX03 | Men's Public Restroom | No | PP
[7 empty] | 0112 | 100 | NA | NA | XXX04 | Women's Public Restroom | No | PP
[7 empty] | 0112A | 100 | NA | NA | XXX04 | Women's Public Restroom | No | PP
Printing and Photographic Services Building | 55 E Armory Ave, 54 Gregory Dr | On | Owned | Yes | No | 01 | 0114 | 100 | NA | NA | XXX05 | All-Gender Public Restroom | No | PP
[7 empty] | 0136 | 100 | NA | NA | XXX04 | Women's Public Restroom | No | PP
[7 empty] | 0136A | 100 | NA | NA | XXX04 | Women's Public Restroom | No | PP
[7 empty] | 0138M | 100 | NA | NA | XXX03 | Men's Public Restroom | No | PP
Psychology Laboratory | 603 E Daniel St | On | Owned | Yes | No | 00 | 0001 | 100 | NA | NA | XXX04 | Women's Public Restroom | No | PP
[7 empty] | 0007 | 100 | NA | NA | XXX03 | Men's Public Restroom | No | PP
[6 empty] | 01 | 0102 | 100 | NA | NA | XXX05 | All-Gender Public Restroom | No | PP
[6 empty] | 02 | 0200 | 100 | NA | NA | XXX04 | Women's Public Restroom | No | PP
[7 empty] | 0206 | 100 | NA | NA | XXX03 | Men's Public Restroom | No | PP
[6 empty] | 03 | 0300 | 100 | NA | NA | XXX04 | Women's Public Restroom | No | PP
[7 empty] | 0306 | 100 | NA | NA | XXX03 | Men's Public Restroom | No | PP
[6 empty] | 04 | 0400 | 100 | NA | NA | XXX04 | Women's Public Restroom | No | PP
[7 empty] | 0406 | 100 | NA | NA | XXX03 | Men's Public Restroom | No | PP
[6 empty] | 05 | 0500 | 100 | NA | NA | XXX04 | Women's Public Restroom | No | PP
[7 empty] | 0506 | 100 | NA | NA | XXX03 | Men's Public Restroom | No | PP
[6 empty] | 06 | 0600 | 100 | NA | NA | XXX04 | Women's Public Restroom | No | PP
[7 empty] | 0606 | 100 | NA | NA | XXX03 | Men's Public Restroom | No | PP
[6 empty] | 07 | 0700 | 100 | NA | NA | XXX04 | Women's Public Restroom | No | PP
[7 empty] | 0706 | 100 | NA | NA | XXX03 | Men's Public Restroom | No | PP
[6 empty] | 08 | 0800 | 100 | NA | NA | XXX04 | Women's Public Restroom | No | PP
[7 empty] | 0806 | 100 | NA | NA | XXX03 | Men's Public Restroom | No | PP
Public Safety Building | 1110 Springfield Ave | On | Owned | Yes | No | 01 | 0104 | 100 | Division of Public Safety | NANA0664 | 31533 | Office Service - Restroom | No | PP
[7 empty] | 0116 | 100 | NA | NA | XXX03 | Men's Public Restroom | No | PP
[7 empty] | 0117 | 100 | NA | NA | XXX04 | Women's Public Restroom | No | PP
[6 empty] | 02 | 0212 | 100 | NA | NA | XXX03 | Men's Public Restroom | No | PP
[7 empty] | 0213 | 100 | NA | NA | XXX04 | Women's Public Restroom | No | PP
Quonset #1 | 10 Airport Rd | Off | Owned | No | No | 01 | 1101A | 100 | NA | NA | XXX05 | All-Gender Public Restroom | No | DEPT
Quonset #4 | 3 Airport Rd | Off | Owned | No | No | 01 | 4104 | 100 | NA | NA | XXX05 | All-Gender Public Restroom | No | DEPT
[7 empty] | 4105 | 100 | NA | NA | XXX05 | All-Gender Public Restroom | No | DEPT
Quonset #5 | 3 Airport Rd | Off | Owned | No | No | 01 | 0111 | 100 | NA | NA | XXX03 | Men's Public Restroom | No | DEPT
[7 empty] | 0113 | 100 | NA | NA | XXX04 | Women's Public Restroom | No | DEPT
[6 empty] | 02 | 0207A | 100 | NA | NA | XXX05 | All-Gender Public Restroom | No | DEPT
Rehabilitation Education Center | 1207 S Oak St | On | Owned | Yes | No | 00 | 0081 | 100 | NA | NA | XXX04 | Women's Public Restroom | No | PP
[7 empty] | 0082 | 100 | NA | NA | XXX03 | Men's Public Restroom | No | PP
[6 empty] | 01 | 0105A2 | 100 | Disability Res & Educ Svcs | KYKY0943 | 31533 | Office Service - Restroom | No | PP
[7 empty] | 0115 | 100 | NA | NA | XXX04 | Women's Public Restroom | No | PP
[7 empty] | 0125 | 100 | NA | NA | XXX03 | Men's Public Restroom | No | PP
[7 empty] | 0126 | 100 | NA | NA | XXX04 | Women's Public Restroom | No | PP
[7 empty] | 0153 | 100 | NA | NA | XXX04 | Women's Public Restroom | No | PP
[7 empty] | 0155 | 100 | NA | NA | XXX03 | Men's Public Restroom | No | PP
Richard D. and Anne Marie Irwin Doctoral Study Hall | 607 Gregory Dr | On | Owned | Yes | No | 01 | 0113 | 100 | NA | NA | XXX03 | Men's Public Restroom | No | PP
[7 empty] | 0115 | 100 | NA | NA | XXX04 | Women's Public Restroom | No | PP
[6 empty] | 02 | 0213 | 100 | NA | NA | XXX03 | Men's Public Restroom | No | PP
[7 empty] | 0214 | 100 | NA | NA | XXX05 | All-Gender Public Restroom | No | PP
[7 empty] | 0215 | 100 | NA | NA | XXX04 | Women's Public Restroom | No | PP
Richard T. Ubben Basketball Complex | 1750 S Fourth St | On | Owned | No | Yes | 01 | 0107 | 100 | Intercollegiate Athletics | NUNU0336 | 52505 | Athletic_Physical Education Service - Locker Room | No | DEPT
[7 empty] | 0109 | 100 | Intercollegiate Athletics | NUNU0336 | 52505 | Athletic_Physical Education Service - Locker Room | No | DEPT
[7 empty] | 0111 | 100 | Intercollegiate Athletics | NUNU0336 | 52510 | Athletic_Physical Education Service - Shower Room | No | DEPT
[7 empty] | 0114 | 100 | Intercollegiate Athletics | NUNU0336 | 52505 | Athletic_Physical Education Service - Locker Room | No | DEPT
[7 empty] | 0115 | 100 | Intercollegiate Athletics | NUNU0336 | 52510 | Athletic_Physical Education Service - Shower Room | No | DEPT
[6 empty] | 02 | 0211 | 100 | Intercollegiate Athletics | NUNU0336 | 52505 | Athletic_Physical Education Service - Locker Room | No | DEPT
[7 empty] | 0219 | 100 | Intercollegiate Athletics | NUNU0336 | 52505 | Athletic_Physical Education Service - Locker Room | No | DEPT
[7 empty] | 0224 | 100 | Intercollegiate Athletics | NUNU0336 | 52510 | Athletic_Physical Education Service - Shower Room | No | DEPT
[7 empty] | 0225 | 100 | NA | NA | XXX03 | Men's Public Restroom | No | DEPT
[7 empty] | 0226 | 100 | NA | NA | XXX04 | Women's Public Restroom | No | DEPT
Richmond Studio | 1110 W Main St | On | Owned | Yes | No | 01 | TF104 | 100 | NA | NA | XXX03 | Men's Public Restroom | No | PP
[7 empty] | TF105 | 100 | NA | NA | XXX04 | Women's Public Restroom | No | PP
Robert A. Evers Laboratory | 1909 S Oak St | On | Owned | Yes | No | 01 | 1013 | 100 | NA | NA | XXX03 | Men's Public Restroom | No | DEPT
[7 empty] | 1015 | 100 | NA | NA | XXX04 | Women's Public Restroom | No | DEPT
[6 empty] | 02 | 2006 | 100 | NA | NA | XXX03 | Men's Public Restroom | No | DEPT
[7 empty] | 2008 | 100 | NA | NA | XXX04 | Women's Public Restroom | No | DEPT
Roger Adams Laboratory | 600 S Mathews Ave | On | Owned | Yes | No | 00 | 0003 | 100 | NA | NA | XXX03 | Men's Public Restroom | No | PP
[7 empty] | 0031 | 100 | NA | NA | XXX03 | Men's Public Restroom | No | PP
[7 empty] | 0034 | 100 | NA | NA | XXX04 | Women's Public Restroom | No | PP
[6 empty] | 01 | 0102 | 100 | NA | NA | XXX03 | Men's Public Restroom | No | PP
[7 empty] | 0131 | 100 | NA | NA | XXX03 | Men's Public Restroom | No | PP
[7 empty] | 0134 | 100 | NA | NA | XXX04 | Women's Public Restroom | No | PP
[7 empty] | 0198 | 100 | NA | NA | XXX04 | Women's Public Restroom | No | PP
[6 empty] | 02 | 0202 | 100 | NA | NA | XXX03 | Men's Public Restroom | No | PP
[7 empty] | 0231 | 100 | NA | NA | XXX03 | Men's Public Restroom | No | PP
[7 empty] | 0234 | 100 | NA | NA | XXX04 | Women's Public Restroom | No | PP
[7 empty] | 0296 | 100 | NA | NA | XXX04 | Women's Public Restroom | No | PP
[6 empty] | 03 | 0302 | 100 | NA | NA | XXX03 | Men's Public Restroom | No | PP
[7 empty] | 0331 | 100 | NA | NA | XXX03 | Men's Public Restroom | No | PP
[7 empty] | 0334 | 100 | NA | NA | XXX04 | Women's Public Restroom | No | PP
[7 empty] | 0396C | 100 | NA | NA | XXX04 | Women's Public Restroom | No | PP
[6 empty] | 04 | 0402 | 100 | NA | NA | XXX03 | Men's Public Restroom | No | PP
[7 empty] | 0431 | 100 | NA | NA | XXX03 | Men's Public Restroom | No | PP
[7 empty] | 0434 | 100 | NA | NA | XXX04 | Women's Public Restroom | No | PP
[6 empty] | B0 | B0031 | 100 | NA | NA | XXX04 | Women's Public Restroom | No | PP
[7 empty] | B0032 | 100 | NA | NA | XXX03 | Men's Public Restroom | No | PP
S. Farms - Beef Cattle & Sheep Field Lab | 4900 S Race St | On | Owned | No | No | 01 | 1002A | 100 | NA | NA | XXX03 | Men's Public Restroom | No | DEPT
[7 empty] | 1008A | 100 | NA | NA | XXX04 | Women's Public Restroom | No | DEPT
S. Farms - Metabolism | 4900 S Race St | On | Owned | No | No | 01 | 0102A | 100 | NA | NA | XXX05 | All-Gender Public Restroom | No | DEPT
Saunders Hall | 902 College Ct | On | Owned | No | Yes | 00 | 0043A | 100 | NA | NA | XXX05 | All-Gender Public Restroom | No | DEPT
[7 empty] | 0043B | 100 | NA | NA | XXX05 | All-Gender Public Restroom | No | DEPT
[7 empty] | 0043C | 100 | NA | NA | XXX05 | All-Gender Public Restroom | No | DEPT
[7 empty] | 0043D | 100 | NA | NA | XXX05 | All-Gender Public Restroom | No | DEPT
[7 empty] | 0043E | 100 | NA | NA | XXX05 | All-Gender Public Restroom | No | DEPT
[6 empty] | 01 | 0142A | 100 | NA | NA | XXX05 | All-Gender Public Restroom | No | DEPT
[7 empty] | 0142B | 100 | NA | NA | XXX05 | All-Gender Public Restroom | No | DEPT
[7 empty] | 0142C | 100 | NA | NA | XXX05 | All-Gender Public Restroom | No | DEPT
[7 empty] | 0142D | 100 | NA | NA | XXX05 | All-Gender Public Restroom | No | DEPT
[7 empty] | 0142E | 100 | NA | NA | XXX05 | All-Gender Public Restroom | No | DEPT
[7 empty] | 0143A | 100 | NA | NA | XXX05 | All-Gender Public Restroom | No | DEPT
[7 empty] | 0143B | 100 | NA | NA | XXX05 | All-Gender Public Restroom | No | DEPT
[7 empty] | 0143C | 100 | NA | NA | XXX05 | All-Gender Public Restroom | No | DEPT
[7 empty] | 0143D | 100 | NA | NA | XXX05 | All-Gender Public Restroom | No | DEPT
[6 empty] | 02 | 0242A | 100 | NA | NA | XXX05 | All-Gender Public Restroom | No | DEPT
[7 empty] | 0242B | 100 | NA | NA | XXX05 | All-Gender Public Restroom | No | DEPT
[7 empty] | 0242C | 100 | NA | NA | XXX05 | All-Gender Public Restroom | No | DEPT
[7 empty] | 0242D | 100 | NA | NA | XXX05 | All-Gender Public Restroom | No | DEPT
[7 empty] | 0242E | 100 | NA | NA | XXX05 | All-Gender Public Restroom | No | DEPT
[7 empty] | 0243A | 100 | NA | NA | XXX05 | All-Gender Public Restroom | No | DEPT
[7 empty] | 0243B | 100 | NA | NA | XXX05 | All-Gender Public Restroom | No | DEPT
[7 empty] | 0243C | 100 | NA | NA | XXX05 | All-Gender Public Restroom | No | DEPT
[7 empty] | 0243D | 100 | NA | NA | XXX05 | All-Gender Public Restroom | No | DEPT
[6 empty] | 03 | 0342A | 100 | NA | NA | XXX05 | All-Gender Public Restroom | No | DEPT
[7 empty] | 0342B | 100 | NA | NA | XXX05 | All-Gender Public Restroom | No | DEPT
[7 empty] | 0342C | 100 | NA | NA | XXX05 | All-Gender Public Restroom | No | DEPT
[7 empty] | 0342D | 100 | NA | NA | XXX05 | All-Gender Public Restroom | No | DEPT
[7 empty] | 0342E | 100 | NA | NA | XXX05 | All-Gender Public Restroom | No | DEPT
[7 empty] | 0343A | 100 | NA | NA | XXX05 | All-Gender Public Restroom | No | DEPT
[7 empty] | 0343B | 100 | NA | NA | XXX05 | All-Gender Public Restroom | No | DEPT
[7 empty] | 0343C | 100 | NA | NA | XXX05 | All-Gender Public Restroom | No | DEPT
[7 empty] | 0343D | 100 | NA | NA | XXX05 | All-Gender Public Restroom | No | DEPT
[6 empty] | 04 | 0442A | 100 | NA | NA | XXX05 | All-Gender Public Restroom | No | DEPT
[7 empty] | 0442B | 100 | NA | NA | XXX05 | All-Gender Public Restroom | No | DEPT
[7 empty] | 0442C | 100 | NA | NA | XXX05 | All-Gender Public Restroom | No | DEPT
[7 empty] | 0442D | 100 | NA | NA | XXX05 | All-Gender Public Restroom | No | DEPT
[7 empty] | 0442E | 100 | NA | NA | XXX05 | All-Gender Public Restroom | No | DEPT
[7 empty] | 0443A | 100 | NA | NA | XXX05 | All-Gender Public Restroom | No | DEPT
[7 empty] | 0443B | 100 | NA | NA | XXX05 | All-Gender Public Restroom | No | DEPT
[7 empty] | 0443C | 100 | NA | NA | XXX05 | All-Gender Public Restroom | No | DEPT
[7 empty] | 0443D | 100 | NA | NA | XXX05 | All-Gender Public Restroom | No | DEPT
Scale House | 305 Saint Mary's Rd | On | Owned | Yes | No | 01 | 0104 | 100 | NA | NA | XXX03 | Men's Public Restroom | No | PP
[7 empty] | 0105 | 100 | NA | NA | XXX04 | Women's Public Restroom | No | PP
School of Labor and Employment Relations | 504 E Armory Ave | On | Owned | Yes | No | 00 | 0008 | 100 | NA | NA | XXX03 | Men's Public Restroom | No | PP
[7 empty] | 0012 | 100 | NA | NA | XXX04 | Women's Public Restroom | No | PP
[7 empty] | 0029 | 100 | NA | NA | XXX04 | Women's Public Restroom | No | PP
[7 empty] | 0030 | 100 | NA | NA | XXX05 | All-Gender Public Restroom | No | PP
[6 empty] | 01 | 0112 | 100 | NA | NA | XXX05 | All-Gender Public Restroom | No | PP
[7 empty] | 0114 | 100 | NA | NA | XXX05 | All-Gender Public Restroom | No | PP
[6 empty] | 02 | 0212 | 100 | NA | NA | XXX05 | All-Gender Public Restroom | No | PP
[7 empty] | 0230 | 100 | NA | NA | XXX04 | Women's Public Restroom | No | PP
[7 empty] | 0230A | 100 | NA | NA | XXX05 | All-Gender Public Restroom | No | PP
Shelford Vivarium | 606 E Healey St | On | Owned | Yes | No | 01 | 0107 | 100 | NA | NA | XXX03 | Men's Public Restroom | No | PP
[6 empty] | 02 | 0207 | 100 | NA | NA | XXX04 | Women's Public Restroom | No | PP
[6 empty] | 03 | 0304 | 100 | NA | NA | XXX03 | Men's Public Restroom | No | PP
Shop and Storage Building - LAD | 2301 S Lincoln Ave | On | Owned | Yes | No | 01 | 0101A | 100 | NA | NA | XXX03 | Men's Public Restroom | No | PP
[7 empty] | 0101B | 100 | NA | NA | XXX04 | Women's Public Restroom | No | PP
Sidney Lu Mechanical Engineering Building | 1206 W Green St | On | Owned | Yes | No | 00 | 0050 | 100 | NA | NA | XXX05 | All-Gender Public Restroom | No | PP
[6 empty] | 01 | 0121A | 100 | NA | NA | XXX04 | Women's Public Restroom | No | PP
[7 empty] | 0121B | 100 | NA | NA | XXX03 | Men's Public Restroom | No | PP
[7 empty] | 0129 | 100 | NA | NA | XXX04 | Women's Public Restroom | No | PP
[7 empty] | 0169 | 100 | NA | NA | XXX03 | Men's Public Restroom | No | PP
[7 empty] | C0121 | 100 | NA | NA | XXX03 | Men's Public Restroom | No | PP
[6 empty] | 02 | 0229 | 100 | NA | NA | XXX03 | Men's Public Restroom | No | PP
[7 empty] | 0265A | 100 | NA | NA | XXX04 | Women's Public Restroom | No | PP
[7 empty] | 0265B | 100 | NA | NA | XXX04 | Women's Public Restroom | No | PP
[7 empty] | 0265C | 100 | NA | NA | XXX04 | Women's Public Restroom | No | PP
[6 empty] | 03 | 0348 | 100 | NA | NA | XXX04 | Women's Public Restroom | No | PP
Siebel Center for Computer Science | 201/205 N Goodwin Ave | On | Owned | Yes | No | 00 | 0204 | 100 | NA | NA | XXX04 | Women's Public Restroom | No | PP
[7 empty] | 0208 | 100 | NA | NA | XXX03 | Men's Public Restroom | No | PP
[6 empty] | 01 | 1204 | 100 | NA | NA | XXX04 | Women's Public Restroom | No | PP
[7 empty] | 1208 | 100 | NA | NA | XXX03 | Men's Public Restroom | No | PP
[7 empty] | 1403 | 100 | NA | NA | XXX03 | Men's Public Restroom | No | PP
[7 empty] | 1405 | 100 | NA | NA | XXX04 | Women's Public Restroom | No | PP
[6 empty] | 02 | 2204 | 100 | NA | NA | XXX04 | Women's Public Restroom | No | PP
[7 empty] | 2208 | 100 | NA | NA | XXX03 | Men's Public Restroom | No | PP
[7 empty] | 2317 | 100 | NA | NA | XXX03 | Men's Public Restroom | No | PP
[7 empty] | 2319 | 100 | NA | NA | XXX04 | Women's Public Restroom | No | PP
[6 empty] | 03 | 3204 | 100 | NA | NA | XXX04 | Women's Public Restroom | No | PP
[7 empty] | 3208 | 100 | NA | NA | XXX03 | Men's Public Restroom | No | PP
[7 empty] | 3317 | 100 | NA | NA | XXX03 | Men's Public Restroom | No | PP
[7 empty] | 3319 | 100 | NA | NA | XXX04 | Women's Public Restroom | No | PP
[6 empty] | 04 | 4204 | 100 | NA | NA | XXX04 | Women's Public Restroom | No | PP
[7 empty] | 4208 | 100 | NA | NA | XXX03 | Men's Public Restroom | No | PP
[7 empty] | 4317 | 100 | NA | NA | XXX03 | Men's Public Restroom | No | PP
[7 empty] | 4319 | 100 | NA | NA | XXX04 | Women's Public Restroom | No | PP
Smith Memorial Hall | 805 S Mathews Ave | On | Owned | Yes | No | 01 | 0110 | 100 | NA | NA | XXX03 | Men's Public Restroom | No | PP
[7 empty] | 0111 | 100 | NA | NA | XXX04 | Women's Public Restroom | No | PP
[6 empty] | 02 | 0208 | 100 | NA | NA | XXX03 | Men's Public Restroom | No | PP
[7 empty] | 0213 | 100 | NA | NA | XXX04 | Women's Public Restroom | No | PP
[6 empty] | 03 | 0307S | 100 | NA | NA | XXX04 | Women's Public Restroom | No | PP
[7 empty] | 0308N | 100 | NA | NA | XXX03 | Men's Public Restroom | No | PP
Snow Removal Equipment Building | 11 Airport Rd | Off | Owned | No | Yes | 01 | 0107 | 100 | NA | NA | XXX04 | Women's Public Restroom | No | DEPT
[7 empty] | 0108 | 100 | NA | NA | XXX03 | Men's Public Restroom | No | DEPT
Snyder Hall | 206 Peabody Dr | On | Owned | No | Yes | 01 | 0105 | 100 | NA | NA | XXX03 | Men's Public Restroom | No | DEPT
[7 empty] | 0129 | 100 | NA | NA | XXX04 | Women's Public Restroom | No | DEPT
South Studio #2 (Sculpture Building) | 2122 Griffith Dr | On | Owned | Yes | No | 01 | 0104 | 100 | NA | NA | XXX05 | All-Gender Public Restroom | No | PP
South Studio #4 (Ceramics Facility) | 2110 Griffith Dr | On | Owned | Yes | No | 01 | 0106 | 100 | NA | NA | XXX05 | All-Gender Public Restroom | No | PP
South Studio #5 (Graduate Photography) | 2108 Griffith Dr | On | Owned | Yes | No | 01 | 0109 | 100 | NA | NA | XXX03 | Men's Public Restroom | No | PP
[7 empty] | 0110 | 100 | NA | NA | XXX04 | Women's Public Restroom | No | PP
South Studio #6 (Graduate Painting Fac.) | 2109 Griffith Dr | On | Owned | Yes | No | 01 | 0114 | 100 | NA | NA | XXX04 | Women's Public Restroom | No | PP
[7 empty] | 0115 | 100 | NA | NA | XXX03 | Men's Public Restroom | No | PP
South Studio #7 (General Arts Building) | 2111 Griffith Dr | On | Owned | Yes | No | 01 | 0105 | 100 | NA | NA | XXX03 | Men's Public Restroom | No | PP
[7 empty] | 0106 | 100 | NA | NA | XXX04 | Women's Public Restroom | No | PP
South Studio 1 (Art Studio) | 2128 Griffith Dr | On | Owned | Yes | No | 01 | 0100 | 100 | NA | NA | XXX05 | All-Gender Public Restroom | No | PP
South Studio 3 (Glass Sculpture Building) | 2116 Griffith Dr | On | Owned | Yes | No | 01 | 102A | 100 | NA | NA | XXX05 | All-Gender Public Restroom | No | PP
Soybean Research - Agronomy Farm | 1308 Hazelwood Dr | On | Owned | No | No | 01 | 0170 | 100 | NA | NA | XXX05 | All-Gender Public Restroom | No | DEPT
Soyface Trailer #2 (Temporary) | 1114 CR 1200 E | On | Owned | No | No | 01 | 1001 | 100 | Plant Biology | KVKV2377 | 31533 | Office Service - Restroom | No | DEPT
Speech and Hearing Science | 901 S Sixth St | On | Owned | Yes | No | 00 | 0030 | 100 | NA | NA | XXX04 | Women's Public Restroom | No | PP
[7 empty] | 0037 | 100 | NA | NA | XXX03 | Men's Public Restroom | No | PP
Spurlock Museum | 600 S Gregory St | On | Owned | Yes | No | 00 | 0031 | 100 | NA | NA | XXX04 | Women's Public Restroom | No | PP
[7 empty] | 0033 | 100 | NA | NA | XXX03 | Men's Public Restroom | No | PP
[6 empty] | 01 | 0120 | 100 | NA | NA | XXX03 | Men's Public Restroom | No | PP
[7 empty] | 0121 | 100 | NA | NA | XXX04 | Women's Public Restroom | No | PP
State Farm Center | 1800 S First St | On | Owned | No | Yes | 01 | S0480 | 100 | NA | NA | XXX03 | Men's Public Restroom | No | DEPT
[7 empty] | S0500 | 100 | NA | NA | XXX04 | Women's Public Restroom | No | DEPT
[7 empty] | S0610B | 100 | NA | NA | XXX05 | All-Gender Public Restroom | No | DEPT
[7 empty] | S0610E | 100 | NA | NA | XXX05 | All-Gender Public Restroom | No | DEPT
[6 empty] | 02 | M0210A | 100 | NA | NA | XXX04 | Women's Public Restroom | No | DEPT
[7 empty] | M0210B | 100 | NA | NA | XXX03 | Men's Public Restroom | No | DEPT
[7 empty] | M0220A | 100 | NA | NA | XXX03 | Men's Public Restroom | No | DEPT
[7 empty] | M0220B | 100 | NA | NA | XXX04 | Women's Public Restroom | No | DEPT
[7 empty] | M0530A | 100 | State Farm Center | NUNU0296 | 31533 | Office Service - Restroom | No | DEPT
[7 empty] | M0530B | 100 | State Farm Center | NUNU0296 | 31533 | Office Service - Restroom | No | DEPT
[6 empty] | 03 | 1120 | 100 | NA | NA | XXX05 | All-Gender Public Restroom | No | DEPT
[7 empty] | 1140 | 100 | NA | NA | XXX03 | Men's Public Restroom | No | DEPT
[7 empty] | 1160 | 100 | NA | NA | XXX04 | Women's Public Restroom | No | DEPT
[7 empty] | 1200 | 100 | NA | NA | XXX04 | Women's Public Restroom | No | DEPT
[7 empty] | 1220 | 100 | NA | NA | XXX03 | Men's Public Restroom | No | DEPT
[7 empty] | 1220A | 100 | NA | NA | XXX03 | Men's Public Restroom | No | DEPT
[7 empty] | 1240 | 100 | NA | NA | XXX05 | All-Gender Public Restroom | No | DEPT
[7 empty] | 1325 | 100 | NA | NA | XXX05 | All-Gender Public Restroom | No | DEPT
[7 empty] | 1360A | 100 | NA | NA | XXX05 | All-Gender Public Restroom | No | DEPT
[7 empty] | 1411 | 100 | State Farm Center | NUNU0296 | 31533 | Office Service - Restroom | No | DEPT
[7 empty] | 1520 | 100 | NA | NA | XXX05 | All-Gender Public Restroom | No | DEPT
[7 empty] | 1540 | 100 | NA | NA | XXX03 | Men's Public Restroom | No | DEPT
[7 empty] | 1560 | 100 | NA | NA | XXX04 | Women's Public Restroom | No | DEPT
[7 empty] | 1600 | 100 | NA | NA | XXX03 | Men's Public Restroom | No | DEPT
[7 empty] | 1620 | 100 | NA | NA | XXX04 | Women's Public Restroom | No | DEPT
[7 empty] | 1680A | 100 | NA | NA | XXX05 | All-Gender Public Restroom | No | DEPT
[7 empty] | 1800 | 100 | NA | NA | XXX05 | All-Gender Public Restroom | No | DEPT
[6 empty] | 04 | 2000 | 100 | NA | NA | XXX03 | Men's Public Restroom | No | DEPT
[7 empty] | 2020 | 100 | NA | NA | XXX05 | All-Gender Public Restroom | No | DEPT
[7 empty] | 2120 | 100 | NA | NA | XXX04 | Women's Public Restroom | No | DEPT
[7 empty] | 2140 | 100 | NA | NA | XXX03 | Men's Public Restroom | No | DEPT
[7 empty] | 2200 | 100 | NA | NA | XXX04 | Women's Public Restroom | No | DEPT
[7 empty] | 2400 | 100 | NA | NA | XXX03 | Men's Public Restroom | No | DEPT
[7 empty] | 2420 | 100 | NA | NA | XXX05 | All-Gender Public Restroom | No | DEPT
[7 empty] | 2482 | 100 | NA | NA | XXX04 | Women's Public Restroom | No | DEPT
[7 empty] | 2484 | 100 | NA | NA | XXX03 | Men's Public Restroom | No | DEPT
[7 empty] | 2540 | 100 | NA | NA | XXX03 | Men's Public Restroom | No | DEPT
[7 empty] | 2600 | 100 | NA | NA | XXX04 | Women's Public Restroom | No | DEPT
[7 empty] | 2620 | 100 | NA | NA | XXX03 | Men's Public Restroom | No | DEPT
[7 empty] | 2720 | 100 | NA | NA | XXX04 | Women's Public Restroom | No | DEPT
[6 empty] | 05 | 3050 | 100 | NA | NA | XXX05 | All-Gender Public Restroom | No | DEPT
Stock Pavilion | 1402 W Pennsylvania Ave | On | Owned | Yes | No | 01 | 0100A | 100 | NA | NA | XXX03 | Men's Public Restroom | No | PP
[7 empty] | 0100B | 100 | NA | NA | XXX03 | Men's Public Restroom | No | PP
[7 empty] | 0100E | 100 | NA | NA | XXX03 | Men's Public Restroom | No | PP
[7 empty] | 0100F | 100 | NA | NA | XXX03 | Men's Public Restroom | No | PP
[7 empty] | 0107A | 100 | NA | NA | XXX05 | All-Gender Public Restroom | No | PP
[7 empty] | 0111A | 100 | NA | NA | XXX05 | All-Gender Public Restroom | No | PP
[7 empty] | 0112 | 100 | NA | NA | XXX04 | Women's Public Restroom | No | PP
[7 empty] | 0112A | 100 | NA | NA | XXX04 | Women's Public Restroom | No | PP
Structures Physiology Laboratory | 3305 S Race St | On | Owned | Yes | No | 01 | 0108 | 100 | NA | NA | XXX05 | All-Gender Public Restroom | No | PP
Student Dining and Residential Programs Building | 301 Gregory Dr | On | Owned | No | Yes | 00 | 0069 | 100 | NA | NA | XXX03 | Men's Public Restroom | No | DEPT
[7 empty] | 0071 | 100 | NA | NA | XXX04 | Women's Public Restroom | No | DEPT
[6 empty] | 01 | 1013 | 100 | NA | NA | XXX03 | Men's Public Restroom | No | DEPT
[7 empty] | 1015 | 100 | NA | NA | XXX04 | Women's Public Restroom | No | DEPT
[6 empty] | 02 | 2013 | 100 | NA | NA | XXX03 | Men's Public Restroom | No | DEPT
[7 empty] | 2015 | 100 | NA | NA | XXX04 | Women's Public Restroom | No | DEPT
Student Services Arcade Building | 620 E John St, 715 S Wright St | On | Owned | No | Yes | 01 | 0151 | 100 | NA | NA | XXX03 | Men's Public Restroom | No | DEPT
[7 empty] | 0155 | 100 | NA | NA | XXX04 | Women's Public Restroom | No | DEPT
[6 empty] | 02 | 0251 | 100 | NA | NA | XXX03 | Men's Public Restroom | No | DEPT
[7 empty] | 0255 | 100 | NA | NA | XXX04 | Women's Public Restroom | No | DEPT
Stu-Staff Air Conditioning Center | 1109 W Green St | On | Owned | No | No | 01 | 0003 | 100 | NA | NA | XXX05 | All-Gender Public Restroom | No | DEPT
Superconductivity Center | 100 S Goodwin Ave | On | Owned | Yes | No | 00 | 0023 | 100 | NA | NA | XXX04 | Women's Public Restroom | No | PP
[6 empty] | 01 | 1001 | 100 | NA | NA | XXX03 | Men's Public Restroom | No | PP
[7 empty] | 1025 | 100 | NA | NA | XXX04 | Women's Public Restroom | No | PP
[6 empty] | 02 | 2002 | 100 | NA | NA | XXX03 | Men's Public Restroom | No | PP
[7 empty] | 2018 | 100 | NA | NA | XXX04 | Women's Public Restroom | No | PP
[6 empty] | 03 | 3004 | 100 | NA | NA | XXX03 | Men's Public Restroom | No | PP
[7 empty] | 3025 | 100 | NA | NA | XXX04 | Women's Public Restroom | No | PP
Swanlund Administration Building | 601 E John St | On | Owned | Yes | No | 01 | 0110 | 100 | NA | NA | XXX03 | Men's Public Restroom | No | PP
[7 empty] | 0111 | 100 | NA | NA | XXX04 | Women's Public Restroom | No | PP
[6 empty] | 03 | 0311 | 100 | NA | NA | XXX03 | Men's Public Restroom | No | PP
[7 empty] | 0312 | 100 | NA | NA | XXX04 | Women's Public Restroom | No | PP
[6 empty] | 05 | 0511 | 100 | NA | NA | XXX03 | Men's Public Restroom | No | PP
[7 empty] | 0512 | 100 | NA | NA | XXX04 | Women's Public Restroom | No | PP
Swine Isolation Unit | 3402 S First St | On | Owned | Yes | No | 01 | 0102 | 100 | Animal Sciences | KLKL0538 | 57570 | Animal Quarters Service - Restroom | No | DEPT
Swine Res Ctr - Headquarters Building | 3402 S First St | On | Owned | Yes | No | 01 | 0012 | 100 | NA | NA | XXX03 | Men's Public Restroom | No | DEPT
[7 empty] | 0014 | 100 | NA | NA | XXX04 | Women's Public Restroom | No | DEPT
Swine Res Ctr - Isolation Building | 3402 S First St | On | Owned | Yes | No | 01 | 0014 | 100 | NA | NA | XXX05 | All-Gender Public Restroom | No | DEPT
Taft Hall | 1213 S Fourth St | On | Owned | No | Yes | 00 | 0103 | 100 | NA | NA | XXX05 | All-Gender Public Restroom | No | DEPT
[6 empty] | 0B | 0003 | 100 | NA | NA | XXX04 | Women's Public Restroom | No | DEPT
[7 empty] | 0009 | 100 | NA | NA | XXX03 | Men's Public Restroom | No | DEPT
Talbot Laboratory | 104 S Wright St | On | Owned | Yes | No | 01 | 0110 | 100 | NA | NA | XXX03 | Men's Public Restroom | No | PP
[7 empty] | 0128 | 100 | NA | NA | XXX04 | Women's Public Restroom | No | PP
[7 empty] | 0128A | 100 | NA | NA | XXX04 | Women's Public Restroom | No | PP
[6 empty] | 02 | 0203 | 100 | NA | NA | XXX04 | Women's Public Restroom | No | PP
[7 empty] | 0222 | 100 | NA | NA | XXX03 | Men's Public Restroom | No | PP
[6 empty] | 03 | 0304 | 100 | NA | NA | XXX03 | Men's Public Restroom | No | PP
[7 empty] | 0320 | 100 | NA | NA | XXX04 | Women's Public Restroom | No | PP
Technology Development & Fabrication Center IV | 201 Saint Mary's Rd | On | Leased | No | No | 01 | A107 | 100 | Engineering Administration | KPKP0227 | 31533 | Office Service - Restroom | No | DEPT
[7 empty] | A108 | 100 | Engineering Administration | KPKP0227 | 31533 | Office Service - Restroom | No | DEPT
[7 empty] | B107 | 100 | Engineering Administration | KPKP0227 | 31533 | Office Service - Restroom | No | DEPT
[7 empty] | B108 | 100 | Engineering Administration | KPKP0227 | 31533 | Office Service - Restroom | No | DEPT
[7 empty] | C107 | 100 | Engineering Administration | KPKP0227 | 31533 | Office Service - Restroom | No | DEPT
[7 empty] | C108 | 100 | Engineering Administration | KPKP0227 | 31533 | Office Service - Restroom | No | DEPT
Temple Hoyne Buell Hall | 611 Lorado Taft Dr | On | Owned | Yes | No | 00 | 0030 | 100 | NA | NA | XXX03 | Men's Public Restroom | No | PP
[7 empty] | 0032 | 100 | NA | NA | XXX04 | Women's Public Restroom | No | PP
[6 empty] | 02 | 0238 | 100 | NA | NA | XXX03 | Men's Public Restroom | No | PP
[7 empty] | 0242 | 100 | NA | NA | XXX04 | Women's Public Restroom | No | PP
[6 empty] | 02M | M0238 | 100 | NA | NA | XXX03 | Men's Public Restroom | No | PP
[7 empty] | M0242 | 100 | NA | NA | XXX04 | Women's Public Restroom | No | PP
[6 empty] | 03 | 0338 | 100 | NA | NA | XXX03 | Men's Public Restroom | No | PP
[7 empty] | 0342 | 100 | NA | NA | XXX03 | Men's Public Restroom | No | PP
Transportation Building | 104 S Mathews Ave | On | Owned | Yes | No | 01 | 0108 | 100 | NA | NA | XXX03 | Men's Public Restroom | No | PP
[6 empty] | 02 | 0213 | 100 | NA | NA | XXX04 | Women's Public Restroom | No | PP
[6 empty] | 03 | 0311 | 100 | NA | NA | XXX03 | Men's Public Restroom | No | PP
Turner Hall | 1102 S Goodwin Ave | On | Owned | Yes | No | 00 | N0012 | 100 | NA | NA | XXX04 | Women's Public Restroom | No | PP
[7 empty] | S0030 | 100 | NA | NA | XXX03 | Men's Public Restroom | No | PP
[7 empty] | W0006 | 100 | NA | NA | XXX03 | Men's Public Restroom | No | PP
[6 empty] | 01 | N0112 | 100 | NA | NA | XXX03 | Men's Public Restroom | No | PP
[7 empty] | S0124 | 100 | NA | NA | XXX03 | Men's Public Restroom | No | PP
[7 empty] | W0106A | 100 | NA | NA | XXX04 | Women's Public Restroom | No | PP
[6 empty] | 02 | N0212 | 100 | NA | NA | XXX03 | Men's Public Restroom | No | PP
[7 empty] | S0228 | 100 | NA | NA | XXX03 | Men's Public Restroom | No | PP
[7 empty] | W0204 | 100 | NA | NA | XXX05 | All-Gender Public Restroom | No | PP
[7 empty] | W0205 | 100 | NA | NA | XXX04 | Women's Public Restroom | No | PP
[6 empty] | 03 | N0308 | 100 | NA | NA | XXX04 | Women's Public Restroom | No | PP
[7 empty] | S0328 | 100 | NA | NA | XXX04 | Women's Public Restroom | No | PP
[7 empty] | W0306 | 100 | NA | NA | XXX03 | Men's Public Restroom | No | PP
[6 empty] | 04 | N0408 | 100 | NA | NA | XXX04 | Women's Public Restroom | No | PP
[7 empty] | S0428 | 100 | NA | NA | XXX03 | Men's Public Restroom | No | PP
[7 empty] | W0406 | 100 | NA | NA | XXX03 | Men's Public Restroom | No | PP
[6 empty] | 05 | N0508 | 100 | NA | NA | XXX04 | Women's Public Restroom | No | PP
[7 empty] | S0528 | 100 | NA | NA | XXX04 | Women's Public Restroom | No | PP
[7 empty] | W0504 | 100 | NA | NA | XXX03 | Men's Public Restroom | No | PP
Turner Hall Greenhouses | 1102 S Goodwin Ave | On | Owned | Yes | No | 00 | 0006 | 100 | NA | NA | XXX03 | Men's Public Restroom | No | PP
[7 empty] | 0007 | 100 | NA | NA | XXX04 | Women's Public Restroom | No | PP
Undergraduate Library | 1402 Gregory Dr | On | Owned | Yes | No | 00 | 0246 | 100 | NA | NA | XXX04 | Women's Public Restroom | No | PP
[7 empty] | 0259 | 100 | NA | NA | XXX03 | Men's Public Restroom | No | PP
[7 empty] | 0297 | 100 | NA | NA | XXX03 | Men's Public Restroom | No | PP
[6 empty] | SB | 0146 | 100 | NA | NA | XXX04 | Women's Public Restroom | No | PP
[7 empty] | 0159 | 100 | NA | NA | XXX03 | Men's Public Restroom | No | PP
[7 empty] | 0197 | 100 | NA | NA | XXX04 | Women's Public Restroom | No | PP
University High School | 1212 Springfield Ave | On | Owned | Yes | No | 01 | 0111 | 100 | NA | NA | XXX03 | Men's Public Restroom | No | PP
[7 empty] | 0115 | 100 | NA | NA | XXX04 | Women's Public Restroom | No | PP
[6 empty] | 02 | 0216 | 100 | NA | NA | XXX04 | Women's Public Restroom | No | PP
[7 empty] | 0217 | 100 | NA | NA | XXX04 | Women's Public Restroom | No | PP
[6 empty] | 03 | 0311 | 100 | NA | NA | XXX03 | Men's Public Restroom | No | PP
University High School Gymnasium | 1207 Stoughton St | On | Owned | Yes | No | 00 | 0004 | 100 | University Laboratory HS | NBNB0223 | 52505 | Athletic_Physical Education Service - Locker Room | No | PP
[7 empty] | 0004B | 100 | University Laboratory HS | NBNB0223 | 52510 | Athletic_Physical Education Service - Shower Room | No | PP
[7 empty] | 0006 | 100 | University Laboratory HS | NBNB0223 | 52505 | Athletic_Physical Education Service - Locker Room | No | PP
[7 empty] | 0006B | 100 | University Laboratory HS | NBNB0223 | 52510 | Athletic_Physical Education Service - Shower Room | No | PP
University Press Building | 1325 S Oak St | On | Owned | Yes | No | 01 | 0109A | 100 | NA | NA | XXX04 | Women's Public Restroom | No | PP
[7 empty] | 0116 | 100 | NA | NA | XXX05 | All-Gender Public Restroom | No | PP
[7 empty] | 0127 | 100 | NA | NA | XXX04 | Women's Public Restroom | No | PP
[7 empty] | 0128 | 100 | NA | NA | XXX03 | Men's Public Restroom | No | PP
USDA Nematology Greenhouse | 1105 Dorner Dr | On | Owned | No | No | 01 | 0101 | 100 | NA | NA | XXX05 | All-Gender Public Restroom | No | DEPT
Vermilion River Observatory Antenna Office Facility | 13589 S Union Rd | Off | Owned | No | No | 01 | 1022 | 100 | Electrical & Computer Eng | KPKP0933 | 91900 | Toilet or Bath | No | DEPT
Vermillion Development Building | 901 W University Ave | On | Leased | No | No | 01 | 0111 | 100 | Office of the Chancellor | NANA0700 | 31533 | Office Service - Restroom | No | DEPT
[7 empty] | 0112 | 100 | Office of the Chancellor | NANA0700 | 31533 | Office Service - Restroom | No | DEPT
[6 empty] | 02 | 0230 | 100 | Interdis Health Sci Institute | NPNP0520 | 31533 | Office Service - Restroom | No | DEPT
[7 empty] | 0231 | 100 | Interdis Health Sci Institute | NPNP0520 | 31533 | Office Service - Restroom | No | DEPT
Vet Med Basic Sciences Building | 2001 S Lincoln Ave | On | Owned | Yes | No | 01 | 1109 | 100 | NA | NA | XXX04 | Women's Public Restroom | No | PP
[7 empty] | 1111 | 100 | NA | NA | XXX03 | Men's Public Restroom | No | PP
[7 empty] | 1135 | 100 | NA | NA | XXX03 | Men's Public Restroom | No | PP
[7 empty] | 1254 | 100 | NA | NA | XXX03 | Men's Public Restroom | No | PP
[7 empty] | 1258 | 100 | NA | NA | XXX04 | Women's Public Restroom | No | PP
[7 empty] | 1283 | 100 | NA | NA | XXX03 | Men's Public Restroom | No | PP
[7 empty] | 1284 | 100 | NA | NA | XXX04 | Women's Public Restroom | No | PP
[7 empty] | 1520A | 100 | Division of Animal Resources | NENE0298 | 57570 | Animal Quarters Service - Restroom | No | PP
[7 empty] | 1550 | 100 | Division of Animal Resources | NENE0298 | 57570 | Animal Quarters Service - Restroom | No | PP
[7 empty] | 1551 | 100 | Division of Animal Resources | NENE0298 | 57570 | Animal Quarters Service - Restroom | No | PP
[7 empty] | 1552 | 100 | Division of Animal Resources | NENE0298 | 57570 | Animal Quarters Service - Restroom | No | PP
[7 empty] | 1610 | 100 | NA | NA | XXX04 | Women's Public Restroom | No | PP
[7 empty] | 1840 | 100 | NA | NA | XXX03 | Men's Public Restroom | No | PP
[7 empty] | 1846 | 100 | NA | NA | XXX03 | Men's Public Restroom | No | PP
[6 empty] | 02 | 2231 | 100 | NA | NA | XXX04 | Women's Public Restroom | No | PP
[7 empty] | 2237 | 100 | NA | NA | XXX03 | Men's Public Restroom | No | PP
[7 empty] | 2732 | 100 | NA | NA | XXX04 | Women's Public Restroom | No | PP
[7 empty] | 2736 | 100 | NA | NA | XXX03 | Men's Public Restroom | No | PP
[7 empty] | 2816 | 100 | NA | NA | XXX04 | Women's Public Restroom | No | PP
[7 empty] | 2822 | 100 | NA | NA | XXX03 | Men's Public Restroom | No | PP
[6 empty] | 03 | 3203 | 100 | NA | NA | XXX03 | Men's Public Restroom | No | PP
[7 empty] | 3205 | 100 | NA | NA | XXX04 | Women's Public Restroom | No | PP
[7 empty] | 3429 | 100 | NA | NA | XXX04 | Women's Public Restroom | No | PP
[7 empty] | 3431 | 100 | NA | NA | XXX03 | Men's Public Restroom | No | PP
[7 empty] | 3816 | 100 | NA | NA | XXX04 | Women's Public Restroom | No | PP
[7 empty] | 3822 | 100 | NA | NA | XXX03 | Men's Public Restroom | No | PP
Vet Res Farm - Service Building | 3305 S Race St | On | Owned | Yes | No | 01 | 0105 | 100 | NA | NA | XXX04 | Women's Public Restroom | No | DEPT
[7 empty] | 0107 | 100 | NA | NA | XXX03 | Men's Public Restroom | No | DEPT
Veterinary Medicine Chiller Plant | 1009 St Marys Rd | On | Owned | No | No | 00 | 0103 | 100 | NA | NA | XXX05 | All-Gender Public Restroom | No | DEPT
Veterinary Teaching Hospital | 1008 Hazelwood Dr | On | Owned | Yes | No | 00 | 0011 | 100 | NA | NA | XXX04 | Women's Public Restroom | No | PP
[7 empty] | 0012 | 100 | NA | NA | XXX04 | Women's Public Restroom | No | PP
[7 empty] | E-0060 | 100 | NA | NA | XXX03 | Men's Public Restroom | No | PP
[7 empty] | E-0081 | 100 | NA | NA | XXX03 | Men's Public Restroom | No | PP
[7 empty] | E-0087 | 100 | NA | NA | XXX04 | Women's Public Restroom | No | PP
[6 empty] | 01 | A-0007 | 100 | NA | NA | XXX04 | Women's Public Restroom | No | PP
[7 empty] | A-0009 | 100 | NA | NA | XXX03 | Men's Public Restroom | No | PP
[7 empty] | E-0119 | 100 | NA | NA | XXX03 | Men's Public Restroom | No | PP
[7 empty] | E-0120 | 100 | NA | NA | XXX04 | Women's Public Restroom | No | PP
[7 empty] | E-0120A | 100 | NA | NA | XXX04 | Women's Public Restroom | No | PP
[7 empty] | E-0135 | 100 | NA | NA | XXX04 | Women's Public Restroom | No | PP
[7 empty] | E-0137 | 100 | NA | NA | XXX03 | Men's Public Restroom | No | PP
[7 empty] | E-0157 | 100 | NA | NA | XXX03 | Men's Public Restroom | No | PP
[7 empty] | E-0159 | 100 | NA | NA | XXX04 | Women's Public Restroom | No | PP
[7 empty] | E-0186 | 100 | NA | NA | XXX03 | Men's Public Restroom | No | PP
[7 empty] | E-0186A | 100 | NA | NA | XXX03 | Men's Public Restroom | No | PP
[7 empty] | G-0005 | 100 | NA | NA | XXX04 | Women's Public Restroom | No | PP
[7 empty] | G-0005A | 100 | NA | NA | XXX04 | Women's Public Restroom | No | PP
[7 empty] | G-0006A | 100 | NA | NA | XXX03 | Men's Public Restroom | No | PP
[7 empty] | P-0002 | 100 | NA | NA | XXX04 | Women's Public Restroom | No | PP
[7 empty] | P-0004 | 100 | NA | NA | XXX03 | Men's Public Restroom | No | PP
[7 empty] | 175?? | 100 | NA | NA | XXX04 | Women's Public Restroom | No | PP
[7 empty] | 177?? | 100 | NA | NA | XXX04 | Women's Public Restroom | No | PP
[6 empty] | 02 | 0202 | 100 | NA | NA | XXX03 | Men's Public Restroom | No | PP
[7 empty] | 0204 | 100 | NA | NA | XXX04 | Women's Public Restroom | No | PP
[7 empty] | 0264 | 100 | NA | NA | XXX03 | Men's Public Restroom | No | PP
[7 empty] | 0266 | 100 | NA | NA | XXX04 | Women's Public Restroom | No | PP
[7 empty] | E-0243 | 100 | NA | NA | XXX03 | Men's Public Restroom | No | PP
[7 empty] | E-0248 | 100 | NA | NA | XXX04 | Women's Public Restroom | No | PP
[7 empty] | E-0273 | 100 | NA | NA | XXX05 | All-Gender Public Restroom | No | PP
Wardall Hall - ISRH | 1012 W Illinois St | On | Owned | No | Yes | 00 | 0006A | 100 | NA | NA | XXX03 | Men's Public Restroom | No | DEPT
[7 empty] | 0007 | 100 | NA | NA | XXX03 | Men's Public Restroom | No | DEPT
[7 empty] | 0008A | 100 | NA | NA | XXX04 | Women's Public Restroom | No | DEPT
Waste Transfer & Mat. Recovery Facility | 10 Saint Mary's Rd | On | Owned | Yes | No | 01 | 0105 | 100 | NA | NA | XXX04 | Women's Public Restroom | No | PP
[7 empty] | 0106 | 100 | NA | NA | XXX03 | Men's Public Restroom | No | PP
Water Survey Research Center #1 | 2204 Kirk Dr | On | Owned | Yes | No | 01 | 0132 | 100 | NA | NA | XXX03 | Men's Public Restroom | No | DEPT
[7 empty] | 0136 | 100 | NA | NA | XXX04 | Women's Public Restroom | No | DEPT
[7 empty] | 0157 | 100 | NA | NA | XXX04 | Women's Public Restroom | No | DEPT
[7 empty] | 0159 | 100 | NA | NA | XXX03 | Men's Public Restroom | No | DEPT
Water Survey Research Center #2 | 30 Bailey Dr | On | Owned | Yes | No | 01 | 0202 | 100 | NA | NA | XXX03 | Men's Public Restroom | No | PP
[7 empty] | 0204 | 100 | NA | NA | XXX04 | Women's Public Restroom | No | PP
[7 empty] | 0226A | 100 | NA | NA | XXX05 | All-Gender Public Restroom | No | PP
Water Survey Research Center #4 | 15 Bailey Dr | On | Owned | Yes | No | 01 | 0406 | 100 | NA | NA | XXX04 | Women's Public Restroom | No | DEPT
[7 empty] | 0448 | 100 | NA | NA | XXX03 | Men's Public Restroom | No | DEPT
Water Survey Research Center #5 | 35 Bailey Dr | On | Owned | Yes | No | 01 | 0504 | 100 | NA | NA | XXX04 | Women's Public Restroom | No | DEPT
[7 empty] | 0546 | 100 | NA | NA | XXX03 | Men's Public Restroom | No | DEPT
Water Survey Research Center #6 | 65 Bailey Dr | On | Owned | Yes | No | 01 | 0606 | 100 | NA | NA | XXX04 | Women's Public Restroom | No | DEPT
[7 empty] | 0650 | 100 | NA | NA | XXX03 | Men's Public Restroom | No | DEPT
Water Survey Research Center #9 | 2210 Kirk Dr | On | Owned | Yes | No | 01 | 0900 | 100 | NA | NA | XXX04 | Women's Public Restroom | No | DEPT
[7 empty] | 0901 | 100 | NA | NA | XXX03 | Men's Public Restroom | No | DEPT
Water Survey Shop & Equip. Building #11 | 2208 Griffith Dr | On | Owned | Yes | No | 01 | 1108 | 100 | NA | NA | XXX04 | Women's Public Restroom | No | DEPT
[7 empty] | 1110 | 100 | NA | NA | XXX03 | Men's Public Restroom | No | DEPT
Water Survey Warehouse | 2107 Griffith Dr | On | Owned | No | No | 01 | 0101 | 100 | NA | NA | XXX05 | All-Gender Public Restroom | No | DEPT
Weston Hall | 204 Peabody Dr | On | Owned | No | Yes | 00 | 0021 | 100 | NA | NA | XXX04 | Women's Public Restroom | No | DEPT
[7 empty] | 0022 | 100 | NA | NA | XXX03 | Men's Public Restroom | No | DEPT
Wohlers Hall | 1206 S Sixth St | On | Owned | Yes | No | 00 | 0031 | 100 | NA | NA | XXX03 | Men's Public Restroom | No | PP
[7 empty] | 0031A | 100 | NA | NA | XXX03 | Men's Public Restroom | No | PP
[7 empty] | 0067 | 100 | NA | NA | XXX04 | Women's Public Restroom | No | PP
[7 empty] | 0067A | 100 | NA | NA | XXX04 | Women's Public Restroom | No | PP
[6 empty] | 01 | 0131 | 100 | NA | NA | XXX03 | Men's Public Restroom | No | PP
[7 empty] | 0167 | 100 | NA | NA | XXX04 | Women's Public Restroom | No | PP
[6 empty] | 02 | 0231 | 100 | NA | NA | XXX03 | Men's Public Restroom | No | PP
[7 empty] | 0260G | 100 | Gies College of Business | KMKM0952 | 31533 | Office Service - Restroom | No | PP
[7 empty] | 0267 | 100 | NA | NA | XXX04 | Women's Public Restroom | No | PP
[6 empty] | 03 | 0329 | 100 | NA | NA | XXX03 | Men's Public Restroom | No | PP
[7 empty] | 0367 | 100 | NA | NA | XXX04 | Women's Public Restroom | No | PP
[6 empty] | 04 | 0429 | 100 | NA | NA | XXX03 | Men's Public Restroom | No | PP
[7 empty] | 0431 | 100 | NA | NA | XXX04 | Women's Public Restroom | No | PP
Wood Engineering Laboratory | 1305 S Goodwin Ave | On | Owned | Yes | No | 01 | 0133 | 100 | NA | NA | XXX04 | Women's Public Restroom | No | PP
[7 empty] | 0135 | 100 | NA | NA | XXX03 | Men's Public Restroom | No | PP
Z Building | 1901 S First St | On | Leased | No | No | 01 | 0106 | 100 | Sponsored Programs Admin | NENE0681 | 31533 | Office Service - Restroom | No | DEPT
[7 empty] | 0108 | 100 | Sponsored Programs Admin | NENE0681 | 31533 | Office Service - Restroom | No | DEPT
Chanute Facility #913 | (empty) | (empty) | (empty) | (empty) | (empty) | (empty) | N/A | (empty) | (empty) | (empty) | (empty) | Newly Installed South Restroom | (empty) | (empty)
Chanute Facility #914 | (empty) | (empty) | (empty) | (empty) | (empty) | (empty) | N/A | (empty) | (empty) | (empty) | (empty) | Newly Installed North Restroom | (empty) | (empty)

## 0001
Building Code | - multiple -
Building Name | Address | On or Off Campus | Ownership | State Supported | Auxiliary | Floor Code | Room Code | % of Space | Department Name | Org Code | Actual Room Use | Use Descrption | Split/Share | DOR | (empty)
Davenport Hall | 607 S Mathews Ave | On | Owned | Yes | No | 01 | 0111 | 100 | NA | NA | XXX03 | Men's Public Restroom | No | PP
[7 empty] | 0183 | 100 | NA | NA | XXX04 | Women's Public Restroom | No | PP
[7 empty] | 131 | 100 | NA | NA | XXX03 | Not sure- had to add add, assuming Womens | No | PP
[6 empty] | 02 | 0211 | 100 | NA | NA | XXX03 | Men's Public Restroom | No | PP
[7 empty] | 0233 | 100 | NA | NA | XXX03 | Men's Public Restroom | No | PP
[7 empty] | 0281 | 100 | NA | NA | XXX03 | Men's Public Restroom | No | PP
[6 empty] | 03 | 0311 | 100 | NA | NA | XXX03 | Men's Public Restroom | No | PP
[7 empty] | 0333 | 100 | NA | NA | XXX04 | Women's Public Restroom | No | PP
Memorial Stadium | 1402 S First St | On | Owned | No | Yes | 01 | 1321 | 100 | NA | NA | XXX04 | Women's Public Restroom | No | DEPT
Chanute Facility #913 | (empty) | (empty) | (empty) | (empty) | (empty) | (empty) | N/A | (empty) | (empty) | (empty) | (empty) | Newly Installed South Restroom | (empty) | (empty)
Chanute Facility #914 | (empty) | (empty) | (empty) | (empty) | (empty) | (empty) | N/A | (empty) | (empty) | (empty) | (empty) | Newly Installed North Restroom | (empty) | (empty)

## 0002
Building Code | - multiple -
Building Name | Address | On or Off Campus | Ownership | State Supported | Auxiliary | Floor Code | Room Code | % of Space | Department Name | Org Code | Actual Room Use | Use Descrption | Split/Share | DOR | (empty)
College of Fine and Applied Arts Performing Arts Annex | 1301 S Goodwin Ave | On | Owned | Yes | No | 01 | 0102 | 100 | NA | NA | XXX03 | Men's Public Restroom | No | PP
[6 empty] | 02 | 0204 | 100 | NA | NA | XXX04 | Women's Public Restroom | No | PP
[7 empty] | 0206 | 100 | NA | NA | XXX03 | Men's Public Restroom | No | PP
Memorial Stadium | 1402 S First St | On | Owned | No | Yes | 01 | 1321 | 100 | NA | NA | XXX04 | Women's Public Restroom | No | DEPT
Chanute Facility #913 | (empty) | (empty) | (empty) | (empty) | (empty) | (empty) | N/A | (empty) | (empty) | (empty) | (empty) | Newly Installed South Restroom | (empty) | (empty)
Chanute Facility #914 | (empty) | (empty) | (empty) | (empty) | (empty) | (empty) | N/A | (empty) | (empty) | (empty) | (empty) | Newly Installed North Restroom | (empty) | (empty)

## 0003
Building Code | - multiple -
Building Name | Address | On or Off Campus | Ownership | State Supported | Auxiliary | Floor Code | Room Code | % of Space | Department Name | Org Code | Actual Room Use | Use Descrption | Split/Share | DOR | (empty)
McKinley Health Center | 1109 S Lincoln Ave | On | Owned | No | Yes | 00 | 0005 | 100 | NA | NA | XXX04 | Women's Public Restroom | No | DEPT
[7 empty] | 0022 | 100 | NA | NA | XXX05 | All-Gender Public Restroom | No | DEPT
[6 empty] | 01 | 0113 | 100 | NA | NA | XXX04 | Women's Public Restroom | No | DEPT
[7 empty] | 0117 | 100 | NA | NA | XXX03 | Men's Public Restroom | No | DEPT
[6 empty] | 02 | 0215A | 100 | NA | NA | XXX05 | All-Gender Public Restroom | No | DEPT
[7 empty] | 0219 | 100 | NA | NA | XXX05 | All-Gender Public Restroom | No | DEPT
[7 empty] | 0233 | 100 | NA | NA | XXX03 | Men's Public Restroom | No | DEPT
[7 empty] | 0245 | 100 | NA | NA | XXX05 | All-Gender Public Restroom | No | DEPT
[7 empty] | 0247A | 100 | McKinley Health Center | NQNQ0551 | 31533 | Office Service - Restroom | No | DEPT
[7 empty] | 0260A | 100 | McKinley Health Center | NQNQ0551 | 31533 | Office Service - Restroom | No | DEPT
Memorial Stadium | 1402 S First St | On | Owned | No | Yes | 01 | 1321 | 100 | NA | NA | XXX04 | Women's Public Restroom | No | DEPT
Chanute Facility #913 | (empty) | (empty) | (empty) | (empty) | (empty) | (empty) | N/A | (empty) | (empty) | (empty) | (empty) | Newly Installed South Restroom | (empty) | (empty)
Chanute Facility #914 | (empty) | (empty) | (empty) | (empty) | (empty) | (empty) | N/A | (empty) | (empty) | (empty) | (empty) | Newly Installed North Restroom | (empty) | (empty)

## 0004
Building Code | - multiple -
Building Name | Address | On or Off Campus | Ownership | State Supported | Auxiliary | Floor Code | Room Code | % of Space | Department Name | Org Code | Actual Room Use | Use Descrption | Split/Share | DOR | (empty)
Harding Band Building | 1103 S Sixth St | On | Owned | Yes | No | 01 | 0129 | 100 | NA | NA | XXX03 | Men's Public Restroom | No | PP
[7 empty] | 0134A | 100 | NA | NA | XXX05 | All-Gender Public Restroom | No | PP
[6 empty] | 02 | 0227 | 100 | NA | NA | XXX04 | Women's Public Restroom | No | PP
Memorial Stadium | 1402 S First St | On | Owned | No | Yes | 01 | 1321 | 100 | NA | NA | XXX04 | Women's Public Restroom | No | DEPT
Chanute Facility #913 | (empty) | (empty) | (empty) | (empty) | (empty) | (empty) | N/A | (empty) | (empty) | (empty) | (empty) | Newly Installed South Restroom | (empty) | (empty)
Chanute Facility #914 | (empty) | (empty) | (empty) | (empty) | (empty) | (empty) | N/A | (empty) | (empty) | (empty) | (empty) | Newly Installed North Restroom | (empty) | (empty)

## 0005
Building Code | - multiple -
Building Name | Address | On or Off Campus | Ownership | State Supported | Auxiliary | Floor Code | Room Code | % of Space | Department Name | Org Code | Actual Room Use | Use Descrption | Split/Share | DOR | (empty)
Gym Annex | 1402 Springfield Ave | On | Owned | Yes | No | 01 | 0102A | 100 | NA | NA | XXX04 | Women's Public Restroom | No | PP
[7 empty] | 0102B | 100 | NA | NA | XXX03 | Men's Public Restroom | No | PP
[7 empty] | 0113 | 100 | University Laboratory HS | NBNB0223 | 52505 | Athletic_Physical Education Service - Locker Room | No | PP
[7 empty] | 0113B | 100 | University Laboratory HS | NBNB0223 | 52510 | Athletic_Physical Education Service - Shower Room | No | PP
Memorial Stadium | 1402 S First St | On | Owned | No | Yes | 01 | 1321 | 100 | NA | NA | XXX04 | Women's Public Restroom | No | DEPT
Chanute Facility #913 | (empty) | (empty) | (empty) | (empty) | (empty) | (empty) | N/A | (empty) | (empty) | (empty) | (empty) | Newly Installed South Restroom | (empty) | (empty)
Chanute Facility #914 | (empty) | (empty) | (empty) | (empty) | (empty) | (empty) | N/A | (empty) | (empty) | (empty) | (empty) | Newly Installed North Restroom | (empty) | (empty)

## 0006
Building Code | - multiple -
Building Name | Address | On or Off Campus | Ownership | State Supported | Auxiliary | Floor Code | Room Code | % of Space | Department Name | Org Code | Actual Room Use | Use Descrption | Split/Share | DOR | (empty)
Armory | 505 E Armory Ave | On | Owned | Yes | No | 01 | 0105 | 100 | NA | NA | XXX04 | Women's Public Restroom | No | PP
[7 empty] | 0107B | 100 | Military Science | LDLD0914 | 31533 | Office Service - Restroom | No | PP
[7 empty] | 0115 | 100 | NA | NA | XXX04 | Women's Public Restroom | No | PP
[7 empty] | 0127 | 100 | NA | NA | XXX04 | Women's Public Restroom | No | PP
[7 empty] | 0142 | 100 | NA | NA | XXX03 | Men's Public Restroom | No | PP
[7 empty] | 0156B | 100 | NA | NA | XXX03 | Men's Public Restroom | No | PP
[7 empty] | 0156C | 100 | NA | NA | XXX04 | Women's Public Restroom | No | PP
[7 empty] | 0158 | 100 | NA | NA | XXX03 | Men's Public Restroom | No | PP
[7 empty] | 0194 | 100 | NA | NA | XXX04 | Women's Public Restroom | No | PP
[7 empty] | 0195 | 100 | NA | NA | XXX03 | Men's Public Restroom | No | PP
[6 empty] | 02 | 0217 | 100 | NA | NA | XXX03 | Men's Public Restroom | No | PP
[7 empty] | 0218 | 100 | NA | NA | XXX04 | Women's Public Restroom | No | PP
[7 empty] | 0246 | 100 | NA | NA | XXX04 | Women's Public Restroom | No | PP
[7 empty] | 0334A | 100 | Naval Science | LDLD0558 | 52505 | Athletic_Physical Education Service - Locker Room | No | PP
[6 empty] | 03 | 0314 | 100 | NA | NA | XXX04 | Women's Public Restroom | No | PP
[7 empty] | 0335 | 100 | NA | NA | XXX03 | Men's Public Restroom | No | PP
[7 empty] | 0348 | 100 | NA | NA | XXX04 | Women's Public Restroom | No | PP
[6 empty] | 04 | 0434 | 100 | NA | NA | XXX04 | Women's Public Restroom | No | PP
Memorial Stadium | 1402 S First St | On | Owned | No | Yes | 01 | 1321 | 100 | NA | NA | XXX04 | Women's Public Restroom | No | DEPT
Chanute Facility #913 | (empty) | (empty) | (empty) | (empty) | (empty) | (empty) | N/A | (empty) | (empty) | (empty) | (empty) | Newly Installed South Restroom | (empty) | (empty)
Chanute Facility #914 | (empty) | (empty) | (empty) | (empty) | (empty) | (empty) | N/A | (empty) | (empty) | (empty) | (empty) | Newly Installed North Restroom | (empty) | (empty)

## 0007
Building Code | - multiple -
Building Name | Address | On or Off Campus | Ownership | State Supported | Auxiliary | Floor Code | Room Code | % of Space | Department Name | Org Code | Actual Room Use | Use Descrption | Split/Share | DOR | (empty)
Foellinger Auditorium | 709 S Mathews Ave | On | Owned | Yes | No | 00 | 0B03 | 100 | NA | NA | XXX03 | Men's Public Restroom | No | PP
[7 empty] | 0B27 | 100 | NA | NA | XXX04 | Women's Public Restroom | No | PP
[6 empty] | 01 | 0104 | 100 | NA | NA | XXX03 | Men's Public Restroom | No | PP
[7 empty] | 0110 | 100 | NA | NA | XXX04 | Women's Public Restroom | No | PP
Memorial Stadium | 1402 S First St | On | Owned | No | Yes | 01 | 1321 | 100 | NA | NA | XXX04 | Women's Public Restroom | No | DEPT
Chanute Facility #913 | (empty) | (empty) | (empty) | (empty) | (empty) | (empty) | N/A | (empty) | (empty) | (empty) | (empty) | Newly Installed South Restroom | (empty) | (empty)
Chanute Facility #914 | (empty) | (empty) | (empty) | (empty) | (empty) | (empty) | N/A | (empty) | (empty) | (empty) | (empty) | Newly Installed North Restroom | (empty) | (empty)

## 0008
Building Code | - multiple -
Building Name | Address | On or Off Campus | Ownership | State Supported | Auxiliary | Floor Code | Room Code | % of Space | Department Name | Org Code | Actual Room Use | Use Descrption | Split/Share | DOR | (empty)
Agricultural Engineering Sciences Building | 1304 W Pennsylvania Ave | On | Owned | Yes | No | 01 | 0112 | 100 | NA | NA | XXX03 | Men's Public Restroom | No | PP
[7 empty] | 0112C | 100 | NA | NA | XXX03 | Men's Public Restroom | No | PP
[7 empty] | 0112D | 100 | NA | NA | XXX11 | Shower Room | No | PP
[7 empty] | 0114 | 100 | NA | NA | XXX04 | Women's Public Restroom | No | PP
[7 empty] | 0114A | 100 | NA | NA | XXX04 | Women's Public Restroom | No | PP
[7 empty] | 0166 | 100 | NA | NA | XXX04 | Women's Public Restroom | No | PP
[7 empty] | 0166A | 100 | NA | NA | XXX04 | Women's Public Restroom | No | PP
[7 empty] | 0170 | 100 | NA | NA | XXX03 | Men's Public Restroom | No | PP
[7 empty] | 0170A | 100 | NA | NA | XXX03 | Men's Public Restroom | No | PP
[6 empty] | 02 | 0212 | 100 | NA | NA | XXX03 | Men's Public Restroom | No | PP
[7 empty] | 0212A | 100 | NA | NA | XXX03 | Men's Public Restroom | No | PP
[7 empty] | 0216 | 100 | NA | NA | XXX04 | Women's Public Restroom | No | PP
[7 empty] | 0216A | 100 | NA | NA | XXX04 | Women's Public Restroom | No | PP
[7 empty] | 0266 | 100 | NA | NA | XXX04 | Women's Public Restroom | No | PP
[7 empty] | 0266A | 100 | NA | NA | XXX04 | Women's Public Restroom | No | PP
[7 empty] | 0270 | 100 | NA | NA | XXX03 | Men's Public Restroom | No | PP
[7 empty] | 0270A | 100 | NA | NA | XXX03 | Men's Public Restroom | No | PP
[6 empty] | 03 | 0310C | 100 | NA | NA | XXX04 | Women's Public Restroom | No | PP
[7 empty] | 0312 | 100 | NA | NA | XXX03 | Men's Public Restroom | No | PP
[7 empty] | 0312A | 100 | NA | NA | XXX03 | Men's Public Restroom | No | PP
[7 empty] | 0316 | 100 | NA | NA | XXX04 | Women's Public Restroom | No | PP
[7 empty] | 0316A | 100 | NA | NA | XXX04 | Women's Public Restroom | No | PP
[7 empty] | 0366 | 100 | NA | NA | XXX04 | Women's Public Restroom | No | PP
[7 empty] | 0366A | 100 | NA | NA | XXX04 | Women's Public Restroom | No | PP
[7 empty] | 0370 | 100 | NA | NA | XXX03 | Men's Public Restroom | No | PP
[7 empty] | 0370A | 100 | NA | NA | XXX03 | Men's Public Restroom | No | PP
[7 empty] | 0372A | 100 | NA | NA | XXX04 | Women's Public Restroom | No | PP
Memorial Stadium | 1402 S First St | On | Owned | No | Yes | 01 | 1321 | 100 | NA | NA | XXX04 | Women's Public Restroom | No | DEPT
Chanute Facility #913 | (empty) | (empty) | (empty) | (empty) | (empty) | (empty) | N/A | (empty) | (empty) | (empty) | (empty) | Newly Installed South Restroom | (empty) | (empty)
Chanute Facility #914 | (empty) | (empty) | (empty) | (empty) | (empty) | (empty) | N/A | (empty) | (empty) | (empty) | (empty) | Newly Installed North Restroom | (empty) | (empty)

## 0010
Building Code | - multiple -
Building Name | Address | On or Off Campus | Ownership | State Supported | Auxiliary | Floor Code | Room Code | % of Space | Department Name | Org Code | Actual Room Use | Use Descrption | Split/Share | DOR | (empty)
Chemistry Annex | 601 S Mathews Ave | On | Owned | Yes | No | 01 | 1009 | 100 | NA | NA | XXX03 | Men's Public Restroom | No | PP
[7 empty] | 1011 | 100 | NA | NA | XXX04 | Women's Public Restroom | No | PP
[6 empty] | 02 | 2009 | 100 | NA | NA | XXX03 | Men's Public Restroom | No | PP
[7 empty] | 2011 | 100 | NA | NA | XXX04 | Women's Public Restroom | No | PP
[6 empty] | 03 | 3009 | 100 | NA | NA | XXX03 | Men's Public Restroom | No | PP
[7 empty] | 3011 | 100 | NA | NA | XXX04 | Women's Public Restroom | No | PP
[6 empty] | B0 | 0009 | 100 | NA | NA | XXX03 | Men's Public Restroom | No | PP
[7 empty] | 0011 | 100 | NA | NA | XXX04 | Women's Public Restroom | No | PP
[7 empty] | 0014 | 100 | NA | NA | XXX05 | All-Gender Public Restroom | No | PP
[7 empty] | 0015 | 100 | NA | NA | XXX05 | All-Gender Public Restroom | No | PP
Memorial Stadium | 1402 S First St | On | Owned | No | Yes | 01 | 1321 | 100 | NA | NA | XXX04 | Women's Public Restroom | No | DEPT
Chanute Facility #913 | (empty) | (empty) | (empty) | (empty) | (empty) | (empty) | N/A | (empty) | (empty) | (empty) | (empty) | Newly Installed South Restroom | (empty) | (empty)
Chanute Facility #914 | (empty) | (empty) | (empty) | (empty) | (empty) | (empty) | N/A | (empty) | (empty) | (empty) | (empty) | Newly Installed North Restroom | (empty) | (empty)

## 0011
Building Code | - multiple -
Building Name | Address | On or Off Campus | Ownership | State Supported | Auxiliary | Floor Code | Room Code | % of Space | Department Name | Org Code | Actual Room Use | Use Descrption | Split/Share | DOR | (empty)
Ceramics Kiln House | 107 S Goodwin Ave | On | Owned | Yes | No | 01 | 0112 | 100 | NA | NA | XXX03 | Men's Public Restroom | No | PP
[7 empty] | 0113 | 100 | NA | NA | XXX04 | Women's Public Restroom | No | PP
[6 empty] | 02 | 0214 | 100 | NA | NA | XXX03 | Men's Public Restroom | No | PP
[7 empty] | 0215 | 100 | NA | NA | XXX04 | Women's Public Restroom | No | PP
Memorial Stadium | 1402 S First St | On | Owned | No | Yes | 01 | 1321 | 100 | NA | NA | XXX04 | Women's Public Restroom | No | DEPT
Chanute Facility #913 | (empty) | (empty) | (empty) | (empty) | (empty) | (empty) | N/A | (empty) | (empty) | (empty) | (empty) | Newly Installed South Restroom | (empty) | (empty)
Chanute Facility #914 | (empty) | (empty) | (empty) | (empty) | (empty) | (empty) | N/A | (empty) | (empty) | (empty) | (empty) | Newly Installed North Restroom | (empty) | (empty)

## 0012
Building Code | - multiple -
Building Name | Address | On or Off Campus | Ownership | State Supported | Auxiliary | Floor Code | Room Code | % of Space | Department Name | Org Code | Actual Room Use | Use Descrption | Split/Share | DOR | (empty)
Memorial Stadium | 1402 S First St | On | Owned | No | Yes | 01 | 1321 | 100 | NA | NA | XXX04 | Women's Public Restroom | No | DEPT
Noyes Laboratory of Chemistry | 505 S Mathews Ave | On | Owned | Yes | No | 00 | 0052 | 100 | NA | NA | XXX04 | Women's Public Restroom | No | PP
[6 empty] | 01 | 0100B | 100 | NA | NA | XXX03 | Men's Public Restroom | No | PP
[7 empty] | 0101 | 100 | NA | NA | XXX04 | Women's Public Restroom | No | PP
[7 empty] | 0160 | 100 | NA | NA | XXX03 | Men's Public Restroom | No | PP
[6 empty] | 02 | 0202 | 100 | NA | NA | XXX03 | Men's Public Restroom | No | PP
[7 empty] | 0253 | 100 | NA | NA | XXX04 | Women's Public Restroom | No | PP
[6 empty] | 03 | 0302A | 100 | NA | NA | XXX04 | Women's Public Restroom | No | PP
[7 empty] | 0305 | 100 | NA | NA | XXX03 | Men's Public Restroom | No | PP
[7 empty] | 0323 | 100 | NA | NA | XXX03 | Men's Public Restroom | No | PP
[7 empty] | 0351 | 100 | NA | NA | XXX03 | Men's Public Restroom | No | PP
[7 empty] | 0352 | 100 | NA | NA | XXX05 | All-Gender Public Restroom | No | PP
[7 empty] | 302 | 100 | NA | NA | XXX03 | Men's Public Restroom | No | PP
[6 empty] | 04 | 0454 | 100 | NA | NA | XXX03 | Men's Public Restroom | No | PP
Chanute Facility #913 | (empty) | (empty) | (empty) | (empty) | (empty) | (empty) | N/A | (empty) | (empty) | (empty) | (empty) | Newly Installed South Restroom | (empty) | (empty)
Chanute Facility #914 | (empty) | (empty) | (empty) | (empty) | (empty) | (empty) | N/A | (empty) | (empty) | (empty) | (empty) | Newly Installed North Restroom | (empty) | (empty)

## 0013
Building Code | - multiple -
Building Name | Address | On or Off Campus | Ownership | State Supported | Auxiliary | Floor Code | Room Code | % of Space | Department Name | Org Code | Actual Room Use | Use Descrption | Split/Share | DOR | (empty)
Memorial Stadium | 1402 S First St | On | Owned | No | Yes | 01 | 1321 | 100 | NA | NA | XXX04 | Women's Public Restroom | No | DEPT
Talbot Laboratory | 104 S Wright St | On | Owned | Yes | No | 01 | 0110 | 100 | NA | NA | XXX03 | Men's Public Restroom | No | PP
[7 empty] | 0128 | 100 | NA | NA | XXX04 | Women's Public Restroom | No | PP
[7 empty] | 0128A | 100 | NA | NA | XXX04 | Women's Public Restroom | No | PP
[6 empty] | 02 | 0203 | 100 | NA | NA | XXX04 | Women's Public Restroom | No | PP
[7 empty] | 0222 | 100 | NA | NA | XXX03 | Men's Public Restroom | No | PP
[6 empty] | 03 | 0304 | 100 | NA | NA | XXX03 | Men's Public Restroom | No | PP
[7 empty] | 0320 | 100 | NA | NA | XXX04 | Women's Public Restroom | No | PP
Chanute Facility #913 | (empty) | (empty) | (empty) | (empty) | (empty) | (empty) | N/A | (empty) | (empty) | (empty) | (empty) | Newly Installed South Restroom | (empty) | (empty)
Chanute Facility #914 | (empty) | (empty) | (empty) | (empty) | (empty) | (empty) | N/A | (empty) | (empty) | (empty) | (empty) | Newly Installed North Restroom | (empty) | (empty)

## 0014
Building Code | - multiple -
Building Name | Address | On or Off Campus | Ownership | State Supported | Auxiliary | Floor Code | Room Code | % of Space | Department Name | Org Code | Actual Room Use | Use Descrption | Split/Share | DOR | (empty)
Ice Arena | 406 E Armory Ave | On | Owned | No | Yes | 00 | B0002 | 100 | Division of Campus Recreation | NQNQ0571 | 52510 | Athletic_Physical Education Service - Shower Room | No | DEPT
[7 empty] | B0004 | 100 | Division of Campus Recreation | NQNQ0571 | 52510 | Athletic_Physical Education Service - Shower Room | No | DEPT
[7 empty] | B0005 | 100 | Division of Campus Recreation | NQNQ0571 | 52505 | Athletic_Physical Education Service - Locker Room | No | DEPT
[7 empty] | B0006 | 100 | Division of Campus Recreation | NQNQ0571 | 52510 | Athletic_Physical Education Service - Shower Room | No | DEPT
[7 empty] | B0007 | 100 | Division of Campus Recreation | NQNQ0571 | 52570 | Athletic_Physical Education Service - Restroom | No | DEPT
[7 empty] | B0008 | 100 | Division of Campus Recreation | NQNQ0571 | 52510 | Athletic_Physical Education Service - Shower Room | No | DEPT
[7 empty] | B0009 | 100 | Division of Campus Recreation | NQNQ0571 | 52570 | Athletic_Physical Education Service - Restroom | No | DEPT
[7 empty] | B0010 | 100 | Division of Campus Recreation | NQNQ0571 | 52570 | Athletic_Physical Education Service - Restroom | No | DEPT
[7 empty] | B0012 | 100 | Division of Campus Recreation | NQNQ0571 | 52505 | Athletic_Physical Education Service - Locker Room | No | DEPT
[7 empty] | B0013 | 100 | Division of Campus Recreation | NQNQ0571 | 52505 | Athletic_Physical Education Service - Locker Room | No | DEPT
[7 empty] | B0014 | 100 | Division of Campus Recreation | NQNQ0571 | 52505 | Athletic_Physical Education Service - Locker Room | No | DEPT
[7 empty] | B0015 | 100 | Division of Campus Recreation | NQNQ0571 | 52505 | Athletic_Physical Education Service - Locker Room | No | DEPT
[7 empty] | B0018 | 100 | Division of Campus Recreation | NQNQ0571 | 52510 | Athletic_Physical Education Service - Shower Room | No | DEPT
[6 empty] | 01 | 0104 | 100 | NA | NA | XXX03 | Men's Public Restroom | No | DEPT
[7 empty] | 0105 | 100 | NA | NA | XXX04 | Women's Public Restroom | No | DEPT
[7 empty] | 0106 | 100 | Division of Campus Recreation | NQNQ0571 | 52505 | Athletic_Physical Education Service - Locker Room | No | DEPT
[7 empty] | 0112 | 100 | Division of Campus Recreation | NQNQ0571 | 52505 | Athletic_Physical Education Service - Locker Room | No | DEPT
Memorial Stadium | 1402 S First St | On | Owned | No | Yes | 01 | 1321 | 100 | NA | NA | XXX04 | Women's Public Restroom | No | DEPT
Chanute Facility #913 | (empty) | (empty) | (empty) | (empty) | (empty) | (empty) | N/A | (empty) | (empty) | (empty) | (empty) | Newly Installed South Restroom | (empty) | (empty)
Chanute Facility #914 | (empty) | (empty) | (empty) | (empty) | (empty) | (empty) | N/A | (empty) | (empty) | (empty) | (empty) | Newly Installed North Restroom | (empty) | (empty)

## 0015
Building Code | - multiple -
Building Name | Address | On or Off Campus | Ownership | State Supported | Auxiliary | Floor Code | Room Code | % of Space | Department Name | Org Code | Actual Room Use | Use Descrption | Split/Share | DOR | (empty)
Engineering Hall | 1308 W Green St | On | Owned | Yes | No | 01 | 0105 | 100 | NA | NA | XXX04 | Women's Public Restroom | No | PP
[7 empty] | 0107 | 100 | NA | NA | XXX03 | Men's Public Restroom | No | PP
[6 empty] | 02 | 0205 | 100 | NA | NA | XXX04 | Women's Public Restroom | No | PP
[7 empty] | 0208 | 100 | NA | NA | XXX03 | Men's Public Restroom | No | PP
[6 empty] | 03 | 0305 | 100 | NA | NA | XXX04 | Women's Public Restroom | No | PP
[7 empty] | 0308 | 100 | NA | NA | XXX03 | Men's Public Restroom | No | PP
[6 empty] | 04 | 0406A | 100 | NA | NA | XXX03 | Men's Public Restroom | No | PP
[7 empty] | 0406C | 100 | NA | NA | XXX04 | Women's Public Restroom | No | PP
Memorial Stadium | 1402 S First St | On | Owned | No | Yes | 01 | 1321 | 100 | NA | NA | XXX04 | Women's Public Restroom | No | DEPT
Chanute Facility #913 | (empty) | (empty) | (empty) | (empty) | (empty) | (empty) | N/A | (empty) | (empty) | (empty) | (empty) | Newly Installed South Restroom | (empty) | (empty)
Chanute Facility #914 | (empty) | (empty) | (empty) | (empty) | (empty) | (empty) | N/A | (empty) | (empty) | (empty) | (empty) | Newly Installed North Restroom | (empty) | (empty)

## 0017
Building Code | - multiple -
Building Name | Address | On or Off Campus | Ownership | State Supported | Auxiliary | Floor Code | Room Code | % of Space | Department Name | Org Code | Actual Room Use | Use Descrption | Split/Share | DOR | (empty)
Advanced Computation Building | 1011 Springfield Ave | On | Owned | Yes | No | 01 | 0123 | 100 | NA | NA | XXX04 | Women's Public Restroom | No | PP
[7 empty] | 0125 | 100 | NA | NA | XXX03 | Men's Public Restroom | No | PP
[6 empty] | 02 | 0208 | 100 | NA | NA | XXX05 | All-Gender Public Restroom | No | PP
[6 empty] | 03 | 0308 | 100 | NA | NA | XXX03 | Men's Public Restroom | No | PP
[7 empty] | 0309 | 100 | NA | NA | XXX04 | Women's Public Restroom | No | PP
Memorial Stadium | 1402 S First St | On | Owned | No | Yes | 01 | 1321 | 100 | NA | NA | XXX04 | Women's Public Restroom | No | DEPT
Chanute Facility #913 | (empty) | (empty) | (empty) | (empty) | (empty) | (empty) | N/A | (empty) | (empty) | (empty) | (empty) | Newly Installed South Restroom | (empty) | (empty)
Chanute Facility #914 | (empty) | (empty) | (empty) | (empty) | (empty) | (empty) | N/A | (empty) | (empty) | (empty) | (empty) | Newly Installed North Restroom | (empty) | (empty)

## 0018
Building Code | - multiple -
Building Name | Address | On or Off Campus | Ownership | State Supported | Auxiliary | Floor Code | Room Code | % of Space | Department Name | Org Code | Actual Room Use | Use Descrption | Split/Share | DOR | (empty)
Architecture Annex | 1303 S Goodwin Ave | On | Owned | Yes | No | 00 | 0007 | 100 | Facilities and Services | NNNN6701 | 75510 | Central Service Support - Restroom | No | PP
[6 empty] | 01 | 0004A | 100 | NA | NA | XXX04 | Women's Public Restroom | No | PP
[7 empty] | 0006 | 100 | NA | NA | XXX04 | Women's Public Restroom | No | PP
[7 empty] | 0122 | 100 | NA | NA | XXX03 | Men's Public Restroom | No | PP
[7 empty] | 0123 | 100 | NA | NA | XXX04 | Women's Public Restroom | No | PP
[6 empty] | 02 | 0203 | 100 | NA | NA | XXX04 | Women's Public Restroom | No | PP
[7 empty] | 0207 | 100 | NA | NA | XXX03 | Men's Public Restroom | No | PP
Memorial Stadium | 1402 S First St | On | Owned | No | Yes | 01 | 1321 | 100 | NA | NA | XXX04 | Women's Public Restroom | No | DEPT
Chanute Facility #913 | (empty) | (empty) | (empty) | (empty) | (empty) | (empty) | N/A | (empty) | (empty) | (empty) | (empty) | Newly Installed South Restroom | (empty) | (empty)
Chanute Facility #914 | (empty) | (empty) | (empty) | (empty) | (empty) | (empty) | N/A | (empty) | (empty) | (empty) | (empty) | Newly Installed North Restroom | (empty) | (empty)

## 0020
Building Code | - multiple -
Building Name | Address | On or Off Campus | Ownership | State Supported | Auxiliary | Floor Code | Room Code | % of Space | Department Name | Org Code | Actual Room Use | Use Descrption | Split/Share | DOR | (empty)
Memorial Stadium | 1402 S First St | On | Owned | No | Yes | 01 | 1321 | 100 | NA | NA | XXX04 | Women's Public Restroom | No | DEPT
Physiology Research Laboratory | 301 Hazelwood Dr | On | Owned | No | No | 01 | 0007 | 100 | NA | NA | XXX03 | Men's Public Restroom | No | DEPT
[7 empty] | 0007A | 100 | NA | NA | XXX03 | Men's Public Restroom | No | DEPT
[7 empty] | 0011 | 100 | NA | NA | XXX04 | Women's Public Restroom | No | DEPT
[7 empty] | 0012 | 100 | NA | NA | XXX04 | Women's Public Restroom | No | DEPT
Chanute Facility #913 | (empty) | (empty) | (empty) | (empty) | (empty) | (empty) | N/A | (empty) | (empty) | (empty) | (empty) | Newly Installed South Restroom | (empty) | (empty)
Chanute Facility #914 | (empty) | (empty) | (empty) | (empty) | (empty) | (empty) | N/A | (empty) | (empty) | (empty) | (empty) | Newly Installed North Restroom | (empty) | (empty)

## 0021
Building Code | - multiple -
Building Name | Address | On or Off Campus | Ownership | State Supported | Auxiliary | Floor Code | Room Code | % of Space | Department Name | Org Code | Actual Room Use | Use Descrption | Split/Share | DOR | (empty)
Kenney Gymnasium | 1406 Springfield Ave | On | Owned | Yes | No | 00 | 0102 | 100 | University Laboratory HS | NBNB0223 | 52505 | Athletic_Physical Education Service - Locker Room | No | PP
[7 empty] | 0102C | 100 | University Laboratory HS | NBNB0223 | 52510 | Athletic_Physical Education Service - Shower Room | No | PP
[7 empty] | 0106 | 100 | NA | NA | XXX03 | Men's Public Restroom | No | PP
[7 empty] | 0111 | 100 | University Laboratory HS | NBNB0223 | 52505 | Athletic_Physical Education Service - Locker Room | No | PP
[7 empty] | 0111B | 100 | University Laboratory HS | NBNB0223 | 52510 | Athletic_Physical Education Service - Shower Room | No | PP
[7 empty] | 0113 | 100 | University Laboratory HS | NBNB0223 | 52505 | Athletic_Physical Education Service - Locker Room | No | PP
[7 empty] | 0113A | 100 | University Laboratory HS | NBNB0223 | 52510 | Athletic_Physical Education Service - Shower Room | No | PP
[7 empty] | 0117 | 100 | NA | NA | XXX03 | Men's Public Restroom | No | PP
[6 empty] | 01 | 0207 | 100 | NA | NA | XXX04 | Women's Public Restroom | No | PP
[7 empty] | 0208 | 100 | University Laboratory HS | NBNB0223 | 52505 | Athletic_Physical Education Service - Locker Room | No | PP
[7 empty] | 0208A | 100 | University Laboratory HS | NBNB0223 | 52505 | Athletic_Physical Education Service - Locker Room | No | PP
[7 empty] | 0208B | 100 | University Laboratory HS | NBNB0223 | 52510 | Athletic_Physical Education Service - Shower Room | No | PP
[7 empty] | 0208C | 100 | University Laboratory HS | NBNB0223 | 52505 | Athletic_Physical Education Service - Locker Room | No | PP
[7 empty] | 0209 | 100 | Intercollegiate Athletics | NUNU0336 | 52505 | Athletic_Physical Education Service - Locker Room | No | PP
[7 empty] | 0215 | 100 | Intercollegiate Athletics | NUNU0336 | 52505 | Athletic_Physical Education Service - Locker Room | No | PP
[7 empty] | 0215A | 100 | Intercollegiate Athletics | NUNU0336 | 52510 | Athletic_Physical Education Service - Shower Room | No | PP
[7 empty] | 0216A | 100 | NA | NA | XXX04 | Women's Public Restroom | No | PP
Memorial Stadium | 1402 S First St | On | Owned | No | Yes | 01 | 1321 | 100 | NA | NA | XXX04 | Women's Public Restroom | No | DEPT
Chanute Facility #913 | (empty) | (empty) | (empty) | (empty) | (empty) | (empty) | N/A | (empty) | (empty) | (empty) | (empty) | Newly Installed South Restroom | (empty) | (empty)
Chanute Facility #914 | (empty) | (empty) | (empty) | (empty) | (empty) | (empty) | N/A | (empty) | (empty) | (empty) | (empty) | Newly Installed North Restroom | (empty) | (empty)

## 0023
Building Code | - multiple -
Building Name | Address | On or Off Campus | Ownership | State Supported | Auxiliary | Floor Code | Room Code | % of Space | Department Name | Org Code | Actual Room Use | Use Descrption | Split/Share | DOR | (empty)
Illini Union | 1401 W Green St | On | Owned | No | Yes | 00 | 0010 | 20 | Illini Union | NQNQ0389 | 63505 | Food Facility Service - Locker Room | Shared | DEPT
[7 empty] | 0010A | 20 | Illini Union | NQNQ0389 | 63505 | Food Facility Service - Locker Room | Shared | DEPT
[7 empty] | 0011 | 20 | Illini Union | NQNQ0389 | 63505 | Food Facility Service - Locker Room | Shared | DEPT
[7 empty] | 0011A | 20 | Illini Union | NQNQ0389 | 63505 | Food Facility Service - Locker Room | Shared | DEPT
[7 empty] | 0035B | 100 | NA | NA | XXX04 | Women's Public Restroom | No | DEPT
[7 empty] | 0037 | 100 | NA | NA | XXX03 | Men's Public Restroom | No | DEPT
[7 empty] | 0037B | 100 | NA | NA | XXX03 | Men's Public Restroom | No | DEPT
[7 empty] | 0062 | 100 | NA | NA | XXX03 | Men's Public Restroom | No | DEPT
[7 empty] | 0062B | 100 | NA | NA | XXX03 | Men's Public Restroom | No | DEPT
[7 empty] | 0087 | 100 | NA | NA | XXX04 | Women's Public Restroom | No | DEPT
[6 empty] | 01 | 0106A | 100 | NA | NA | XXX03 | Men's Public Restroom | No | DEPT
[7 empty] | 0106B | 100 | NA | NA | XXX04 | Women's Public Restroom | No | DEPT
[7 empty] | 0163 | 100 | NA | NA | XXX03 | Men's Public Restroom | No | DEPT
[7 empty] | 0163A | 100 | NA | NA | XXX03 | Men's Public Restroom | No | DEPT
[7 empty] | 0164 | 100 | NA | NA | XXX04 | Women's Public Restroom | No | DEPT
[7 empty] | 0164A | 100 | NA | NA | XXX04 | Women's Public Restroom | No | DEPT
[7 empty] | 0178 | 100 | NA | NA | XXX04 | Women's Public Restroom | No | DEPT
[7 empty] | 0178A | 100 | NA | NA | XXX04 | Women's Public Restroom | No | DEPT
[7 empty] | 0179 | 100 | NA | NA | XXX03 | Men's Public Restroom | No | DEPT
[7 empty] | 0179A | 100 | NA | NA | XXX03 | Men's Public Restroom | No | DEPT
[6 empty] | 02 | 0216 | 100 | NA | NA | XXX04 | Women's Public Restroom | No | DEPT
[7 empty] | 0216B | 100 | NA | NA | XXX04 | Women's Public Restroom | No | DEPT
[7 empty] | 0219 | 100 | NA | NA | XXX03 | Men's Public Restroom | No | DEPT
[7 empty] | 0219B | 100 | NA | NA | XXX03 | Men's Public Restroom | No | DEPT
[7 empty] | 0274 | 100 | NA | NA | XXX04 | Women's Public Restroom | No | DEPT
[7 empty] | 0274A | 100 | NA | NA | XXX04 | Women's Public Restroom | No | DEPT
[7 empty] | 0278 | 100 | NA | NA | XXX03 | Men's Public Restroom | No | DEPT
[7 empty] | 0278A | 100 | NA | NA | XXX03 | Men's Public Restroom | No | DEPT
[6 empty] | 03 | 0318 | 100 | NA | NA | XXX04 | Women's Public Restroom | No | DEPT
[7 empty] | 0319A | 100 | NA | NA | XXX03 | Men's Public Restroom | No | DEPT
[6 empty] | 04 | 0410 | 100 | NA | NA | XXX03 | Men's Public Restroom | No | DEPT
[7 empty] | 0411 | 100 | NA | NA | XXX04 | Women's Public Restroom | No | DEPT
Memorial Stadium | 1402 S First St | On | Owned | No | Yes | 01 | 1321 | 100 | NA | NA | XXX04 | Women's Public Restroom | No | DEPT
Chanute Facility #913 | (empty) | (empty) | (empty) | (empty) | (empty) | (empty) | N/A | (empty) | (empty) | (empty) | (empty) | Newly Installed South Restroom | (empty) | (empty)
Chanute Facility #914 | (empty) | (empty) | (empty) | (empty) | (empty) | (empty) | N/A | (empty) | (empty) | (empty) | (empty) | Newly Installed North Restroom | (empty) | (empty)

## 0024
Building Code | - multiple -
Building Name | Address | On or Off Campus | Ownership | State Supported | Auxiliary | Floor Code | Room Code | % of Space | Department Name | Org Code | Actual Room Use | Use Descrption | Split/Share | DOR | (empty)
Memorial Stadium | 1402 S First St | On | Owned | No | Yes | 01 | 1321 | 100 | NA | NA | XXX04 | Women's Public Restroom | No | DEPT
Newmark Civil Engineering Building | 205 N Mathews Ave | On | Owned | Yes | No | 00 | B0101 | 100 | NA | NA | XXX03 | Men's Public Restroom | No | PP
[7 empty] | B0136 | 100 | NA | NA | XXX03 | Men's Public Restroom | No | PP
[7 empty] | B0202 | 100 | NA | NA | XXX04 | Women's Public Restroom | No | PP
[6 empty] | 01 | 1109A | 100 | NA | NA | XXX04 | Women's Public Restroom | No | PP
[7 empty] | 1115 | 100 | NA | NA | XXX03 | Men's Public Restroom | No | PP
[7 empty] | 1236C | 100 | NA | NA | XXX05 | All-Gender Public Restroom | No | PP
[7 empty] | 1236D | 100 | NA | NA | XXX05 | All-Gender Public Restroom | No | PP
[7 empty] | 1303 | 100 | NA | NA | XXX03 | Men's Public Restroom | No | PP
[7 empty] | 1304 | 100 | NA | NA | XXX04 | Women's Public Restroom | No | PP
[6 empty] | 02 | 2102 | 100 | NA | NA | XXX04 | Women's Public Restroom | No | PP
[7 empty] | 2133 | 100 | NA | NA | XXX03 | Men's Public Restroom | No | PP
[7 empty] | 2156 | 100 | NA | NA | XXX04 | Women's Public Restroom | No | PP
[7 empty] | 2203 | 100 | NA | NA | XXX03 | Men's Public Restroom | No | PP
[7 empty] | 2303 | 100 | NA | NA | XXX03 | Men's Public Restroom | No | PP
[7 empty] | 2304 | 100 | NA | NA | XXX04 | Women's Public Restroom | No | PP
[6 empty] | 03 | 3102 | 100 | NA | NA | XXX04 | Women's Public Restroom | No | PP
[7 empty] | 3133 | 100 | NA | NA | XXX03 | Men's Public Restroom | No | PP
[7 empty] | 3162 | 100 | NA | NA | XXX04 | Women's Public Restroom | No | PP
[7 empty] | 3203 | 100 | NA | NA | XXX03 | Men's Public Restroom | No | PP
[7 empty] | 3302 | 100 | NA | NA | XXX03 | Men's Public Restroom | No | PP
[7 empty] | 3303 | 100 | NA | NA | XXX04 | Women's Public Restroom | No | PP
[6 empty] | 04 | 4102 | 100 | NA | NA | XXX03 | Men's Public Restroom | No | PP
[7 empty] | 4133 | 100 | NA | NA | XXX04 | Women's Public Restroom | No | PP
[7 empty] | 4134 | 100 | NA | NA | XXX04 | Women's Public Restroom | No | PP
[7 empty] | 4135 | 100 | NA | NA | XXX03 | Men's Public Restroom | No | PP
[7 empty] | 4154 | 100 | NA | NA | XXX03 | Men's Public Restroom | No | PP
[7 empty] | 4203 | 100 | NA | NA | XXX04 | Women's Public Restroom | No | PP
Chanute Facility #913 | (empty) | (empty) | (empty) | (empty) | (empty) | (empty) | N/A | (empty) | (empty) | (empty) | (empty) | Newly Installed South Restroom | (empty) | (empty)
Chanute Facility #914 | (empty) | (empty) | (empty) | (empty) | (empty) | (empty) | N/A | (empty) | (empty) | (empty) | (empty) | Newly Installed North Restroom | (empty) | (empty)

## 0025
Building Code | - multiple -
Building Name | Address | On or Off Campus | Ownership | State Supported | Auxiliary | Floor Code | Room Code | % of Space | Department Name | Org Code | Actual Room Use | Use Descrption | Split/Share | DOR | (empty)
Harker Hall | 1305 W Green St | On | Owned | Yes | No | 01 | 0115 | 100 | NA | NA | XXX04 | Women's Public Restroom | No | PP
[7 empty] | 0116 | 100 | NA | NA | XXX03 | Men's Public Restroom | No | PP
[6 empty] | 02 | 0215 | 100 | NA | NA | XXX04 | Women's Public Restroom | No | PP
[7 empty] | 0216 | 100 | NA | NA | XXX03 | Men's Public Restroom | No | PP
[6 empty] | 03 | 0315 | 100 | NA | NA | XXX04 | Women's Public Restroom | No | PP
[7 empty] | 0316 | 100 | NA | NA | XXX03 | Men's Public Restroom | No | PP
[6 empty] | 04 | 0415 | 100 | NA | NA | XXX04 | Women's Public Restroom | No | PP
[7 empty] | 0416 | 100 | NA | NA | XXX03 | Men's Public Restroom | No | PP
Memorial Stadium | 1402 S First St | On | Owned | No | Yes | 01 | 1321 | 100 | NA | NA | XXX04 | Women's Public Restroom | No | DEPT
Chanute Facility #913 | (empty) | (empty) | (empty) | (empty) | (empty) | (empty) | N/A | (empty) | (empty) | (empty) | (empty) | Newly Installed South Restroom | (empty) | (empty)
Chanute Facility #914 | (empty) | (empty) | (empty) | (empty) | (empty) | (empty) | N/A | (empty) | (empty) | (empty) | (empty) | Newly Installed North Restroom | (empty) | (empty)

## 0026
Building Code | - multiple -
Building Name | Address | On or Off Campus | Ownership | State Supported | Auxiliary | Floor Code | Room Code | % of Space | Department Name | Org Code | Actual Room Use | Use Descrption | Split/Share | DOR | (empty)
Altgeld Hall | 1409 W Green St | On | Owned | Yes | No | 01 | 0115 | 100 | NA | NA | XXX04 | Women's Public Restroom | No | PP
[7 empty] | 0119 | 100 | NA | NA | XXX03 | Men's Public Restroom | No | PP
[7 empty] | 0163 | 100 | NA | NA | XXX03 | Men's Public Restroom | No | PP
[6 empty] | 02 | 0240 | 100 | NA | NA | XXX03 | Men's Public Restroom | No | PP
[7 empty] | 0266 | 100 | NA | NA | XXX04 | Women's Public Restroom | No | PP
[6 empty] | 03 | 0307 | 100 | NA | NA | XXX03 | Men's Public Restroom | No | PP
[7 empty] | 0325 | 100 | NA | NA | XXX04 | Women's Public Restroom | No | PP
[7 empty] | 0364 | 100 | NA | NA | XXX03 | Men's Public Restroom | No | PP
Memorial Stadium | 1402 S First St | On | Owned | No | Yes | 01 | 1321 | 100 | NA | NA | XXX04 | Women's Public Restroom | No | DEPT
Chanute Facility #913 | (empty) | (empty) | (empty) | (empty) | (empty) | (empty) | N/A | (empty) | (empty) | (empty) | (empty) | Newly Installed South Restroom | (empty) | (empty)
Chanute Facility #914 | (empty) | (empty) | (empty) | (empty) | (empty) | (empty) | N/A | (empty) | (empty) | (empty) | (empty) | Newly Installed North Restroom | (empty) | (empty)

## 0027
Building Code | - multiple -
Building Name | Address | On or Off Campus | Ownership | State Supported | Auxiliary | Floor Code | Room Code | % of Space | Department Name | Org Code | Actual Room Use | Use Descrption | Split/Share | DOR | (empty)
Lincoln Hall | 702 S Wright St | On | Owned | Yes | No | 01 | 1023 | 100 | NA | NA | XXX04 | Women's Public Restroom | No | PP
[7 empty] | 1029 | 100 | NA | NA | XXX03 | Men's Public Restroom | No | PP
[7 empty] | 1063 | 100 | NA | NA | XXX04 | Women's Public Restroom | No | PP
[7 empty] | 1067 | 100 | NA | NA | XXX03 | Men's Public Restroom | No | PP
[6 empty] | 02 | 2029 | 100 | NA | NA | XXX03 | Men's Public Restroom | No | PP
[7 empty] | 2031 | 100 | NA | NA | XXX04 | Women's Public Restroom | No | PP
[7 empty] | 2055 | 100 | NA | NA | XXX04 | Women's Public Restroom | No | PP
[7 empty] | 2057 | 100 | NA | NA | XXX03 | Men's Public Restroom | No | PP
[6 empty] | 03 | 3013 | 100 | NA | NA | XXX03 | Men's Public Restroom | No | PP
[7 empty] | 3015 | 100 | NA | NA | XXX04 | Women's Public Restroom | No | PP
[7 empty] | 3065 | 100 | NA | NA | XXX04 | Women's Public Restroom | No | PP
[7 empty] | 3067 | 100 | NA | NA | XXX03 | Men's Public Restroom | No | PP
[6 empty] | 04 | 4009 | 100 | NA | NA | XXX04 | Women's Public Restroom | No | PP
[7 empty] | 4011 | 100 | NA | NA | XXX04 | Women's Public Restroom | No | PP
[7 empty] | 4065 | 100 | NA | NA | XXX04 | Women's Public Restroom | No | PP
[7 empty] | 4067 | 100 | NA | NA | XXX04 | Women's Public Restroom | No | PP
Memorial Stadium | 1402 S First St | On | Owned | No | Yes | 01 | 1321 | 100 | NA | NA | XXX04 | Women's Public Restroom | No | DEPT
Chanute Facility #913 | (empty) | (empty) | (empty) | (empty) | (empty) | (empty) | N/A | (empty) | (empty) | (empty) | (empty) | Newly Installed South Restroom | (empty) | (empty)
Chanute Facility #914 | (empty) | (empty) | (empty) | (empty) | (empty) | (empty) | N/A | (empty) | (empty) | (empty) | (empty) | Newly Installed North Restroom | (empty) | (empty)

## 0029
Building Code | - multiple -
Building Name | Address | On or Off Campus | Ownership | State Supported | Auxiliary | Floor Code | Room Code | % of Space | Department Name | Org Code | Actual Room Use | Use Descrption | Split/Share | DOR | (empty)
Mechanical Engineering Laboratory | 105 S Mathews Ave | On | Owned | Yes | No | 01 | 1134 | 100 | NA | NA | XXX04 | Women's Public Restroom | No | PP
[7 empty] | 1138 | 100 | NA | NA | XXX03 | Men's Public Restroom | No | PP
[7 empty] | 1229 | 100 | NA | NA | XXX04 | Women's Public Restroom | No | PP
[7 empty] | 1231 | 100 | NA | NA | XXX03 | Men's Public Restroom | No | PP
[7 empty] | 1422 | 100 | NA | NA | XXX04 | Women's Public Restroom | No | PP
[7 empty] | 1424 | 100 | NA | NA | XXX03 | Men's Public Restroom | No | PP
[6 empty] | 02 | 2229 | 100 | NA | NA | XXX04 | Women's Public Restroom | No | PP
[7 empty] | 2231 | 100 | NA | NA | XXX03 | Men's Public Restroom | No | PP
[7 empty] | 2321 | 100 | NA | NA | XXX03 | Men's Public Restroom | No | PP
[7 empty] | 2323 | 100 | NA | NA | XXX04 | Women's Public Restroom | No | PP
[6 empty] | 03 | 0354 | 100 | NA | NA | XXX04 | Women's Public Restroom | No | PP
[6 empty] | 04 | 4422 | 100 | NA | NA | XXX03 | Men's Public Restroom | No | PP
Memorial Stadium | 1402 S First St | On | Owned | No | Yes | 01 | 1321 | 100 | NA | NA | XXX04 | Women's Public Restroom | No | DEPT
Chanute Facility #913 | (empty) | (empty) | (empty) | (empty) | (empty) | (empty) | N/A | (empty) | (empty) | (empty) | (empty) | Newly Installed South Restroom | (empty) | (empty)
Chanute Facility #914 | (empty) | (empty) | (empty) | (empty) | (empty) | (empty) | N/A | (empty) | (empty) | (empty) | (empty) | Newly Installed North Restroom | (empty) | (empty)

## 0032
Building Code | - multiple -
Building Name | Address | On or Off Campus | Ownership | State Supported | Auxiliary | Floor Code | Room Code | % of Space | Department Name | Org Code | Actual Room Use | Use Descrption | Split/Share | DOR | (empty)
Memorial Stadium | 1402 S First St | On | Owned | No | Yes | 01 | 1321 | 100 | NA | NA | XXX04 | Women's Public Restroom | No | DEPT
Natural History Building | 1301 W Green St | On | Owned | Yes | No | 01 | 1013 | 100 | NA | NA | XXX03 | Men's Public Restroom | No | PP
[7 empty] | 1013A | 100 | NA | NA | XXX03 | Men's Public Restroom | No | PP
[7 empty] | 1081 | 100 | NA | NA | XXX04 | Women's Public Restroom | No | PP
[7 empty] | 1081A | 100 | NA | NA | XXX04 | Women's Public Restroom | No | PP
[6 empty] | 02 | 2009 | 100 | NA | NA | XXX04 | Women's Public Restroom | No | PP
[7 empty] | 2069 | 100 | NA | NA | XXX06 | Public Lactation Room | No | PP
[7 empty] | 2085 | 100 | NA | NA | XXX03 | Men's Public Restroom | No | PP
[6 empty] | 03 | 3009 | 100 | NA | NA | XXX04 | Women's Public Restroom | No | PP
[7 empty] | 3091 | 100 | NA | NA | XXX05 | All-Gender Public Restroom | No | PP
[7 empty] | 3093 | 100 | NA | NA | XXX03 | Men's Public Restroom | No | PP
[6 empty] | 04 | 4011 | 100 | NA | NA | XXX04 | Women's Public Restroom | No | PP
[7 empty] | 4071 | 100 | NA | NA | XXX03 | Men's Public Restroom | No | PP
Chanute Facility #913 | (empty) | (empty) | (empty) | (empty) | (empty) | (empty) | N/A | (empty) | (empty) | (empty) | (empty) | Newly Installed South Restroom | (empty) | (empty)
Chanute Facility #914 | (empty) | (empty) | (empty) | (empty) | (empty) | (empty) | N/A | (empty) | (empty) | (empty) | (empty) | Newly Installed North Restroom | (empty) | (empty)

## 0033
Building Code | - multiple -
Building Name | Address | On or Off Campus | Ownership | State Supported | Auxiliary | Floor Code | Room Code | % of Space | Department Name | Org Code | Actual Room Use | Use Descrption | Split/Share | DOR | (empty)
Memorial Stadium | 1402 S First St | On | Owned | No | Yes | 01 | 1321 | 100 | NA | NA | XXX04 | Women's Public Restroom | No | DEPT
Observatory | 901 S Mathews Ave | On | Owned | Yes | No | 01 | 0111 | 100 | NA | NA | XXX03 | Men's Public Restroom | No | PP
[7 empty] | 0113 | 100 | NA | NA | XXX04 | Women's Public Restroom | No | PP
[7 empty] | 0126 | 100 | NA | NA | XXX05 | All-Gender Public Restroom | No | PP
Chanute Facility #913 | (empty) | (empty) | (empty) | (empty) | (empty) | (empty) | N/A | (empty) | (empty) | (empty) | (empty) | Newly Installed South Restroom | (empty) | (empty)
Chanute Facility #914 | (empty) | (empty) | (empty) | (empty) | (empty) | (empty) | N/A | (empty) | (empty) | (empty) | (empty) | Newly Installed North Restroom | (empty) | (empty)

## 0034
Building Code | - multiple -
Building Name | Address | On or Off Campus | Ownership | State Supported | Auxiliary | Floor Code | Room Code | % of Space | Department Name | Org Code | Actual Room Use | Use Descrption | Split/Share | DOR | (empty)
Materials Science and Engineering Building | 1304 W Green St | On | Owned | Yes | No | 01 | 0109B | 100 | NA | NA | XXX04 | Women's Public Restroom | No | PP
[7 empty] | 0118 | 100 | NA | NA | XXX03 | Men's Public Restroom | No | PP
[6 empty] | 02 | 0218 | 100 | NA | NA | XXX03 | Men's Public Restroom | No | PP
[7 empty] | 0225 | 100 | NA | NA | XXX04 | Women's Public Restroom | No | PP
[6 empty] | 03 | 0316 | 100 | NA | NA | XXX04 | Women's Public Restroom | No | PP
[7 empty] | 0323 | 100 | NA | NA | XXX03 | Men's Public Restroom | No | PP
[6 empty] | 04 | 4117 | 100 | NA | NA | XXX03 | Men's Public Restroom | No | PP
[7 empty] | 4119 | 100 | NA | NA | XXX04 | Women's Public Restroom | No | PP
Memorial Stadium | 1402 S First St | On | Owned | No | Yes | 01 | 1321 | 100 | NA | NA | XXX04 | Women's Public Restroom | No | DEPT
Chanute Facility #913 | (empty) | (empty) | (empty) | (empty) | (empty) | (empty) | N/A | (empty) | (empty) | (empty) | (empty) | Newly Installed South Restroom | (empty) | (empty)
Chanute Facility #914 | (empty) | (empty) | (empty) | (empty) | (empty) | (empty) | N/A | (empty) | (empty) | (empty) | (empty) | Newly Installed North Restroom | (empty) | (empty)

## 0037
Building Code | - multiple -
Building Name | Address | On or Off Campus | Ownership | State Supported | Auxiliary | Floor Code | Room Code | % of Space | Department Name | Org Code | Actual Room Use | Use Descrption | Split/Share | DOR | (empty)
Everitt Laboratory | 1406 W Green St | On | Owned | Yes | No | 00 | 0226 | 100 | NA | NA | XXX03 | Men's Public Restroom | No | PP
[7 empty] | 0234 | 100 | NA | NA | XXX04 | Women's Public Restroom | No | PP
[7 empty] | 0266 | 100 | NA | NA | XXX05 | All-Gender Public Restroom | No | PP
[6 empty] | 01 | 1226 | 100 | NA | NA | XXX03 | Men's Public Restroom | No | PP
[7 empty] | 1234 | 100 | NA | NA | XXX04 | Women's Public Restroom | No | PP
[6 empty] | 02 | 2226 | 100 | NA | NA | XXX03 | Men's Public Restroom | No | PP
[7 empty] | 2234 | 100 | NA | NA | XXX04 | Women's Public Restroom | No | PP
[6 empty] | 03 | 3226 | 100 | NA | NA | XXX03 | Men's Public Restroom | No | PP
[7 empty] | 3234 | 100 | NA | NA | XXX04 | Women's Public Restroom | No | PP
Memorial Stadium | 1402 S First St | On | Owned | No | Yes | 01 | 1321 | 100 | NA | NA | XXX04 | Women's Public Restroom | No | DEPT
Chanute Facility #913 | (empty) | (empty) | (empty) | (empty) | (empty) | (empty) | N/A | (empty) | (empty) | (empty) | (empty) | Newly Installed South Restroom | (empty) | (empty)
Chanute Facility #914 | (empty) | (empty) | (empty) | (empty) | (empty) | (empty) | N/A | (empty) | (empty) | (empty) | (empty) | Newly Installed North Restroom | (empty) | (empty)

## 0039
Building Code | - multiple -
Building Name | Address | On or Off Campus | Ownership | State Supported | Auxiliary | Floor Code | Room Code | % of Space | Department Name | Org Code | Actual Room Use | Use Descrption | Split/Share | DOR | (empty)
Memorial Stadium | 1402 S First St | On | Owned | No | Yes | 01 | 1321 | 100 | NA | NA | XXX04 | Women's Public Restroom | No | DEPT
Music Building | 1114 W Nevada St | On | Owned | Yes | No | 00 | 0201 | 100 | NA | NA | XXX04 | Women's Public Restroom | No | PP
[7 empty] | 0203 | 100 | NA | NA | XXX03 | Men's Public Restroom | No | PP
[6 empty] | 01 | 1007 | 100 | NA | NA | XXX03 | Men's Public Restroom | No | PP
[7 empty] | 1009 | 100 | NA | NA | XXX04 | Women's Public Restroom | No | PP
[6 empty] | 02 | 2201 | 100 | NA | NA | XXX04 | Women's Public Restroom | No | PP
[7 empty] | 2203 | 100 | NA | NA | XXX03 | Men's Public Restroom | No | PP
[6 empty] | 03 | 3201 | 100 | NA | NA | XXX04 | Women's Public Restroom | No | PP
[7 empty] | 3203 | 100 | NA | NA | XXX03 | Men's Public Restroom | No | PP
[6 empty] | 04 | 4201 | 100 | NA | NA | XXX04 | Women's Public Restroom | No | PP
[7 empty] | 4203 | 100 | NA | NA | XXX03 | Men's Public Restroom | No | PP
Chanute Facility #913 | (empty) | (empty) | (empty) | (empty) | (empty) | (empty) | N/A | (empty) | (empty) | (empty) | (empty) | Newly Installed South Restroom | (empty) | (empty)
Chanute Facility #914 | (empty) | (empty) | (empty) | (empty) | (empty) | (empty) | N/A | (empty) | (empty) | (empty) | (empty) | Newly Installed North Restroom | (empty) | (empty)

## 0040
Building Code | - multiple -
Building Name | Address | On or Off Campus | Ownership | State Supported | Auxiliary | Floor Code | Room Code | % of Space | Department Name | Org Code | Actual Room Use | Use Descrption | Split/Share | DOR | (empty)
Memorial Stadium | 1402 S First St | On | Owned | No | Yes | 01 | 1321 | 100 | NA | NA | XXX04 | Women's Public Restroom | No | DEPT
Stock Pavilion | 1402 W Pennsylvania Ave | On | Owned | Yes | No | 01 | 0100A | 100 | NA | NA | XXX03 | Men's Public Restroom | No | PP
[7 empty] | 0100B | 100 | NA | NA | XXX03 | Men's Public Restroom | No | PP
[7 empty] | 0100E | 100 | NA | NA | XXX03 | Men's Public Restroom | No | PP
[7 empty] | 0100F | 100 | NA | NA | XXX03 | Men's Public Restroom | No | PP
[7 empty] | 0107A | 100 | NA | NA | XXX05 | All-Gender Public Restroom | No | PP
[7 empty] | 0111A | 100 | NA | NA | XXX05 | All-Gender Public Restroom | No | PP
[7 empty] | 0112 | 100 | NA | NA | XXX04 | Women's Public Restroom | No | PP
[7 empty] | 0112A | 100 | NA | NA | XXX04 | Women's Public Restroom | No | PP
Chanute Facility #913 | (empty) | (empty) | (empty) | (empty) | (empty) | (empty) | N/A | (empty) | (empty) | (empty) | (empty) | Newly Installed South Restroom | (empty) | (empty)
Chanute Facility #914 | (empty) | (empty) | (empty) | (empty) | (empty) | (empty) | N/A | (empty) | (empty) | (empty) | (empty) | Newly Installed North Restroom | (empty) | (empty)

## 0041
Building Code | - multiple -
Building Name | Address | On or Off Campus | Ownership | State Supported | Auxiliary | Floor Code | Room Code | % of Space | Department Name | Org Code | Actual Room Use | Use Descrption | Split/Share | DOR | (empty)
Library | 1408 Gregory Dr | On | Owned | Yes | No | 00 | 0005B | 100 | NA | NA | XXX04 | Women's Public Restroom | No | PP
[7 empty] | 0005C | 100 | NA | NA | XXX03 | Men's Public Restroom | No | PP
[7 empty] | 0028 | 100 | NA | NA | XXX04 | Women's Public Restroom | No | PP
[7 empty] | 0030 | 100 | NA | NA | XXX03 | Men's Public Restroom | No | PP
[7 empty] | 0046 | 100 | NA | NA | XXX05 | All-Gender Public Restroom | No | PP
[6 empty] | 01 | 0105 | 100 | NA | NA | XXX04 | Women's Public Restroom | No | PP
[7 empty] | 0107 | 100 | NA | NA | XXX04 | Women's Public Restroom | No | PP
[7 empty] | 0126 | 100 | NA | NA | XXX04 | Women's Public Restroom | No | PP
[7 empty] | 0126A | 100 | NA | NA | XXX04 | Women's Public Restroom | No | PP
[7 empty] | 0132 | 100 | NA | NA | XXX03 | Men's Public Restroom | No | PP
[7 empty] | 0133 | 100 | NA | NA | XXX04 | Women's Public Restroom | No | PP
[7 empty] | 0133B | 100 | NA | NA | XXX04 | Women's Public Restroom | No | PP
[7 empty] | 0135 | 100 | NA | NA | XXX03 | Men's Public Restroom | No | PP
[6 empty] | 02 | 0226 | 100 | NA | NA | XXX04 | Women's Public Restroom | No | PP
[7 empty] | 0226A | 100 | NA | NA | XXX04 | Women's Public Restroom | No | PP
[7 empty] | 0232 | 100 | NA | NA | XXX03 | Men's Public Restroom | No | PP
[7 empty] | 0233 | 100 | NA | NA | XXX04 | Women's Public Restroom | No | PP
[7 empty] | 0233A | 100 | NA | NA | XXX04 | Women's Public Restroom | No | PP
[7 empty] | 0235 | 100 | NA | NA | XXX03 | Men's Public Restroom | No | PP
[6 empty] | 03 | 0326 | 100 | NA | NA | XXX04 | Women's Public Restroom | No | PP
[7 empty] | 0332 | 100 | NA | NA | XXX03 | Men's Public Restroom | No | PP
[6 empty] | 04 | 0401B | 100 | NA | NA | XXX03 | Men's Public Restroom | No | PP
[7 empty] | 0402 | 100 | NA | NA | XXX04 | Women's Public Restroom | No | PP
[7 empty] | 0432 | 100 | NA | NA | XXX03 | Men's Public Restroom | No | PP
[7 empty] | 0433 | 100 | NA | NA | XXX04 | Women's Public Restroom | No | PP
[7 empty] | 0441 | 100 | NA | NA | XXX03 | Men's Public Restroom | No | PP
[7 empty] | 0442 | 100 | NA | NA | XXX04 | Women's Public Restroom | No | PP
[6 empty] | 1.0D | 0015F | 100 | NA | NA | XXX05 | All-Gender Public Restroom | No | PP
Memorial Stadium | 1402 S First St | On | Owned | No | Yes | 01 | 1321 | 100 | NA | NA | XXX04 | Women's Public Restroom | No | DEPT
Chanute Facility #913 | (empty) | (empty) | (empty) | (empty) | (empty) | (empty) | N/A | (empty) | (empty) | (empty) | (empty) | Newly Installed South Restroom | (empty) | (empty)
Chanute Facility #914 | (empty) | (empty) | (empty) | (empty) | (empty) | (empty) | N/A | (empty) | (empty) | (empty) | (empty) | Newly Installed North Restroom | (empty) | (empty)

## 0042
Building Code | - multiple -
Building Name | Address | On or Off Campus | Ownership | State Supported | Auxiliary | Floor Code | Room Code | % of Space | Department Name | Org Code | Actual Room Use | Use Descrption | Split/Share | DOR | (empty)
Memorial Stadium | 1402 S First St | On | Owned | No | Yes | 01 | 1321 | 100 | NA | NA | XXX04 | Women's Public Restroom | No | DEPT
Transportation Building | 104 S Mathews Ave | On | Owned | Yes | No | 01 | 0108 | 100 | NA | NA | XXX03 | Men's Public Restroom | No | PP
[6 empty] | 02 | 0213 | 100 | NA | NA | XXX04 | Women's Public Restroom | No | PP
[6 empty] | 03 | 0311 | 100 | NA | NA | XXX03 | Men's Public Restroom | No | PP
Chanute Facility #913 | (empty) | (empty) | (empty) | (empty) | (empty) | (empty) | N/A | (empty) | (empty) | (empty) | (empty) | Newly Installed South Restroom | (empty) | (empty)
Chanute Facility #914 | (empty) | (empty) | (empty) | (empty) | (empty) | (empty) | N/A | (empty) | (empty) | (empty) | (empty) | Newly Installed North Restroom | (empty) | (empty)

## 0043
Building Code | - multiple -
Building Name | Address | On or Off Campus | Ownership | State Supported | Auxiliary | Floor Code | Room Code | % of Space | Department Name | Org Code | Actual Room Use | Use Descrption | Split/Share | DOR | (empty)
Gregory Hall | 810 S Wright St | On | Owned | Yes | No | 00 | 0028 | 100 | NA | NA | XXX04 | Women's Public Restroom | No | PP
[7 empty] | 0030 | 100 | NA | NA | XXX03 | Men's Public Restroom | No | PP
[6 empty] | 01 | 0108 | 100 | NA | NA | XXX04 | Women's Public Restroom | No | PP
[7 empty] | 0116 | 100 | NA | NA | XXX03 | Men's Public Restroom | No | PP
[6 empty] | 02 | 0214 | 100 | NA | NA | XXX04 | Women's Public Restroom | No | PP
[7 empty] | 0226 | 100 | NA | NA | XXX03 | Men's Public Restroom | No | PP
[6 empty] | 03 | 0312 | 100 | NA | NA | XXX04 | Women's Public Restroom | No | PP
[7 empty] | 0326 | 100 | NA | NA | XXX03 | Men's Public Restroom | No | PP
[6 empty] | 04 | 0424 | 100 | NA | NA | XXX04 | Women's Public Restroom | No | PP
[7 empty] | 0426 | 100 | NA | NA | XXX03 | Men's Public Restroom | No | PP
Memorial Stadium | 1402 S First St | On | Owned | No | Yes | 01 | 1321 | 100 | NA | NA | XXX04 | Women's Public Restroom | No | DEPT
Chanute Facility #913 | (empty) | (empty) | (empty) | (empty) | (empty) | (empty) | N/A | (empty) | (empty) | (empty) | (empty) | Newly Installed South Restroom | (empty) | (empty)
Chanute Facility #914 | (empty) | (empty) | (empty) | (empty) | (empty) | (empty) | N/A | (empty) | (empty) | (empty) | (empty) | Newly Installed North Restroom | (empty) | (empty)

## 0044
Building Code | - multiple -
Building Name | Address | On or Off Campus | Ownership | State Supported | Auxiliary | Floor Code | Room Code | % of Space | Department Name | Org Code | Actual Room Use | Use Descrption | Split/Share | DOR | (empty)
English Building | 608 S Wright St | On | Owned | Yes | No | 00 | 0008A | 100 | NA | NA | XXX05 | All-Gender Public Restroom | No | PP
[7 empty] | 0025C | 100 | NA | NA | XXX04 | Women's Public Restroom | No | PP
[7 empty] | 0025E | 100 | NA | NA | XXX03 | Men's Public Restroom | No | PP
[6 empty] | 01 | 0101A | 100 | NA | NA | XXX04 | Women's Public Restroom | No | PP
[7 empty] | 0103 | 100 | NA | NA | XXX03 | Men's Public Restroom | No | PP
[7 empty] | 0109F | 100 | Prg in Jewish Culture &Society | KVKV0723 | 31533 | Office Service - Restroom | No | PP
[7 empty] | 0153B | 100 | English | KVKV0499 | 31533 | Office Service - Restroom | No | PP
[6 empty] | 02 | 0203 | 100 | NA | NA | XXX03 | Men's Public Restroom | No | PP
[7 empty] | 0205 | 100 | NA | NA | XXX04 | Women's Public Restroom | No | PP
[7 empty] | 0269 | 100 | NA | NA | XXX04 | Women's Public Restroom | No | PP
[6 empty] | 03 | 0315A | 100 | NA | NA | XXX03 | Men's Public Restroom | No | PP
[7 empty] | 0317E | 100 | NA | NA | XXX04 | Women's Public Restroom | No | PP
Memorial Stadium | 1402 S First St | On | Owned | No | Yes | 01 | 1321 | 100 | NA | NA | XXX04 | Women's Public Restroom | No | DEPT
Chanute Facility #913 | (empty) | (empty) | (empty) | (empty) | (empty) | (empty) | N/A | (empty) | (empty) | (empty) | (empty) | Newly Installed South Restroom | (empty) | (empty)
Chanute Facility #914 | (empty) | (empty) | (empty) | (empty) | (empty) | (empty) | N/A | (empty) | (empty) | (empty) | (empty) | Newly Installed North Restroom | (empty) | (empty)

## 0046
Building Code | - multiple -
Building Name | Address | On or Off Campus | Ownership | State Supported | Auxiliary | Floor Code | Room Code | % of Space | Department Name | Org Code | Actual Room Use | Use Descrption | Split/Share | DOR | (empty)
Henry Administration Building | 506 S Wright St | On | Owned | Yes | No | 00 | 0080 | 100 | NA | NA | XXX04 | Women's Public Restroom | No | PP
[7 empty] | 0080A | 100 | NA | NA | XXX04 | Women's Public Restroom | No | PP
[7 empty] | 0084 | 100 | NA | NA | XXX03 | Men's Public Restroom | No | PP
[6 empty] | 01 | 0103 | 100 | NA | NA | XXX03 | Men's Public Restroom | No | PP
[7 empty] | 0131 | 100 | NA | NA | XXX05 | All-Gender Public Restroom | No | PP
[7 empty] | 0137 | 100 | NA | NA | XXX04 | Women's Public Restroom | No | PP
[7 empty] | 0159 | 100 | NA | NA | XXX03 | Men's Public Restroom | No | PP
[7 empty] | 0183 | 100 | NA | NA | XXX04 | Women's Public Restroom | No | PP
[6 empty] | 02 | 0203 | 100 | NA | NA | XXX03 | Men's Public Restroom | No | PP
[7 empty] | 0203A | 100 | NA | NA | XXX03 | Men's Public Restroom | No | PP
[7 empty] | 0233 | 100 | NA | NA | XXX04 | Women's Public Restroom | No | PP
[7 empty] | 0253 | 100 | NA | NA | XXX03 | Men's Public Restroom | No | PP
[7 empty] | 0283 | 100 | NA | NA | XXX04 | Women's Public Restroom | No | PP
[6 empty] | 03 | 0303 | 100 | NA | NA | XXX03 | Men's Public Restroom | No | PP
[7 empty] | 0333 | 100 | NA | NA | XXX04 | Women's Public Restroom | No | PP
[7 empty] | 0353 | 100 | NA | NA | XXX03 | Men's Public Restroom | No | PP
[7 empty] | 0383 | 100 | NA | NA | XXX04 | Women's Public Restroom | No | PP
[6 empty] | 04 | 0435 | 100 | NA | NA | XXX03 | Men's Public Restroom | No | PP
[7 empty] | 0437 | 100 | NA | NA | XXX04 | Women's Public Restroom | No | PP
Memorial Stadium | 1402 S First St | On | Owned | No | Yes | 01 | 1321 | 100 | NA | NA | XXX04 | Women's Public Restroom | No | DEPT
Chanute Facility #913 | (empty) | (empty) | (empty) | (empty) | (empty) | (empty) | N/A | (empty) | (empty) | (empty) | (empty) | Newly Installed South Restroom | (empty) | (empty)
Chanute Facility #914 | (empty) | (empty) | (empty) | (empty) | (empty) | (empty) | N/A | (empty) | (empty) | (empty) | (empty) | Newly Installed North Restroom | (empty) | (empty)

## 0048
Building Code | - multiple -
Building Name | Address | On or Off Campus | Ownership | State Supported | Auxiliary | Floor Code | Room Code | % of Space | Department Name | Org Code | Actual Room Use | Use Descrption | Split/Share | DOR | (empty)
Memorial Stadium | 1402 S First St | On | Owned | No | Yes | 01 | 1321 | 100 | NA | NA | XXX04 | Women's Public Restroom | No | DEPT
Nuclear Radiation Laboratory | 201 S Goodwin Ave | On | Owned | Yes | No | 01 | 0108A | 100 | NA | NA | XXX05 | All-Gender Public Restroom | No | PP
Chanute Facility #913 | (empty) | (empty) | (empty) | (empty) | (empty) | (empty) | N/A | (empty) | (empty) | (empty) | (empty) | Newly Installed South Restroom | (empty) | (empty)
Chanute Facility #914 | (empty) | (empty) | (empty) | (empty) | (empty) | (empty) | N/A | (empty) | (empty) | (empty) | (empty) | Newly Installed North Restroom | (empty) | (empty)

## 0050
Building Code | - multiple -
Building Name | Address | On or Off Campus | Ownership | State Supported | Auxiliary | Floor Code | Room Code | % of Space | Department Name | Org Code | Actual Room Use | Use Descrption | Split/Share | DOR | (empty)
Architecture Building | 608 Lorado Taft Dr | On | Owned | Yes | No | 00 | 0003 | 100 | NA | NA | XXX03 | Men's Public Restroom | No | PP
[6 empty] | 01 | 0101 | 100 | NA | NA | XXX04 | Women's Public Restroom | No | PP
[7 empty] | 0101A | 100 | NA | NA | XXX05 | All-Gender Public Restroom | No | PP
[6 empty] | 02 | 0203 | 100 | NA | NA | XXX03 | Men's Public Restroom | No | PP
[6 empty] | 03 | 0303A | 100 | NA | NA | XXX04 | Women's Public Restroom | No | PP
[6 empty] | 04 | 0405 | 100 | NA | NA | XXX03 | Men's Public Restroom | No | PP
Memorial Stadium | 1402 S First St | On | Owned | No | Yes | 01 | 1321 | 100 | NA | NA | XXX04 | Women's Public Restroom | No | DEPT
Chanute Facility #913 | (empty) | (empty) | (empty) | (empty) | (empty) | (empty) | N/A | (empty) | (empty) | (empty) | (empty) | Newly Installed South Restroom | (empty) | (empty)
Chanute Facility #914 | (empty) | (empty) | (empty) | (empty) | (empty) | (empty) | N/A | (empty) | (empty) | (empty) | (empty) | Newly Installed North Restroom | (empty) | (empty)

## 0052
Building Code | - multiple -
Building Name | Address | On or Off Campus | Ownership | State Supported | Auxiliary | Floor Code | Room Code | % of Space | Department Name | Org Code | Actual Room Use | Use Descrption | Split/Share | DOR | (empty)
Krannert Center for Performing Arts | 500 S Goodwin Ave | On | Owned | Split | Yes | 01 | 0119A | 100 | NA | NA | XXX05 | All-Gender Public Restroom | No | SPLIT
[7 empty] | 1119 | 100 | NA | NA | XXX04 | Women's Public Restroom | No | SPLIT
[7 empty] | 1120 | 100 | NA | NA | XXX05 | All-Gender Public Restroom | No | SPLIT
[7 empty] | 1403 | 100 | NA | NA | XXX04 | Women's Public Restroom | No | SPLIT
[7 empty] | 1404 | 100 | NA | NA | XXX03 | Men's Public Restroom | No | SPLIT
[7 empty] | 1404A | 100 | NA | NA | XXX03 | Men's Public Restroom | No | SPLIT
[6 empty] | 02 | 2105 | 100 | NA | NA | XXX05 | All-Gender Public Restroom | No | SPLIT
[7 empty] | 2118A | 100 | Krannert Center | KRKR0262 | 31533 | Office Service - Restroom | No | SPLIT
[7 empty] | 2307A | 100 | NA | NA | XXX04 | Women's Public Restroom | No | SPLIT
[7 empty] | 2318 | 100 | NA | NA | XXX03 | Men's Public Restroom | No | SPLIT
[7 empty] | 2318B | 100 | NA | NA | XXX03 | Men's Public Restroom | No | SPLIT
[7 empty] | 2506 | 100 | Krannert Center | KRKR0262 | 91900 | Toilet or Bath | No | SPLIT
[7 empty] | 2507 | 100 | Krannert Center | KRKR0262 | 91900 | Toilet or Bath | No | SPLIT
[7 empty] | 2508 | 25 | Krannert Center | KRKR0262 | 91900 | Toilet or Bath | Shared | SPLIT
[8 empty] | 75 | Dance | KRKR0801 | 91900 | Toilet or Bath | Shared | SPLIT
[6 empty] | 03 | 3121 | 100 | NA | NA | XXX03 | Men's Public Restroom | No | SPLIT
[7 empty] | 3121A | 100 | NA | NA | XXX03 | Men's Public Restroom | No | SPLIT
[7 empty] | 3122 | 100 | NA | NA | XXX04 | Women's Public Restroom | No | SPLIT
[7 empty] | 3402 | 100 | NA | NA | XXX03 | Men's Public Restroom | No | SPLIT
[7 empty] | 3403 | 100 | NA | NA | XXX04 | Women's Public Restroom | No | SPLIT
[7 empty] | 3403B | 100 | NA | NA | XXX04 | Women's Public Restroom | No | SPLIT
[6 empty] | 04 | 4112 | 100 | NA | NA | XXX04 | Women's Public Restroom | No | SPLIT
[7 empty] | 4113 | 100 | NA | NA | XXX03 | Men's Public Restroom | No | SPLIT
[7 empty] | 4129 | 100 | NA | NA | XXX04 | Women's Public Restroom | No | SPLIT
[7 empty] | 4129B | 100 | NA | NA | XXX04 | Women's Public Restroom | No | SPLIT
[7 empty] | 4130 | 100 | NA | NA | XXX03 | Men's Public Restroom | No | SPLIT
[7 empty] | 4130A | 100 | NA | NA | XXX03 | Men's Public Restroom | No | SPLIT
[7 empty] | 4304 | 100 | NA | NA | XXX03 | Men's Public Restroom | No | SPLIT
[7 empty] | 4304A | 100 | NA | NA | XXX03 | Men's Public Restroom | No | SPLIT
[7 empty] | 4305 | 100 | NA | NA | XXX04 | Women's Public Restroom | No | SPLIT
[7 empty] | 4305A | 100 | NA | NA | XXX04 | Women's Public Restroom | No | SPLIT
[7 empty] | 4401 | 100 | NA | NA | XXX03 | Men's Public Restroom | No | SPLIT
[7 empty] | 4401A | 100 | NA | NA | XXX03 | Men's Public Restroom | No | SPLIT
[7 empty] | 4402 | 100 | NA | NA | XXX04 | Women's Public Restroom | No | SPLIT
[7 empty] | 4402A | 100 | NA | NA | XXX04 | Women's Public Restroom | No | SPLIT
[6 empty] | 05 | 0118 | 100 | NA | NA | XXX04 | Women's Public Restroom | No | SPLIT
[7 empty] | 5406 | 100 | NA | NA | XXX03 | Men's Public Restroom | No | SPLIT
[7 empty] | 5406A | 100 | NA | NA | XXX03 | Men's Public Restroom | No | SPLIT
Memorial Stadium | 1402 S First St | On | Owned | No | Yes | 01 | 1321 | 100 | NA | NA | XXX04 | Women's Public Restroom | No | DEPT
Chanute Facility #913 | (empty) | (empty) | (empty) | (empty) | (empty) | (empty) | N/A | (empty) | (empty) | (empty) | (empty) | Newly Installed South Restroom | (empty) | (empty)
Chanute Facility #914 | (empty) | (empty) | (empty) | (empty) | (empty) | (empty) | N/A | (empty) | (empty) | (empty) | (empty) | Newly Installed North Restroom | (empty) | (empty)

## 0054
Building Code | - multiple -
Building Name | Address | On or Off Campus | Ownership | State Supported | Auxiliary | Floor Code | Room Code | % of Space | Department Name | Org Code | Actual Room Use | Use Descrption | Split/Share | DOR | (empty)
David Kinley Hall | 1407 Gregory Dr | On | Owned | Yes | No | 00 | 0020 | 100 | NA | NA | XXX04 | Women's Public Restroom | No | PP
[7 empty] | 0034 | 100 | NA | NA | XXX05 | All-Gender Public Restroom | No | PP
[6 empty] | 01 | 0107 | 100 | NA | NA | XXX03 | Men's Public Restroom | No | PP
[7 empty] | 0121 | 100 | NA | NA | XXX04 | Women's Public Restroom | No | PP
[6 empty] | 02 | 0207 | 100 | NA | NA | XXX03 | Men's Public Restroom | No | PP
[7 empty] | 0221 | 100 | NA | NA | XXX04 | Women's Public Restroom | No | PP
[6 empty] | 03 | 0308 | 100 | NA | NA | XXX03 | Men's Public Restroom | No | PP
[7 empty] | 0324 | 100 | NA | NA | XXX04 | Women's Public Restroom | No | PP
[6 empty] | 04 | 0411 | 100 | NA | NA | XXX03 | Men's Public Restroom | No | PP
[7 empty] | 0428 | 100 | NA | NA | XXX04 | Women's Public Restroom | No | PP
Memorial Stadium | 1402 S First St | On | Owned | No | Yes | 01 | 1321 | 100 | NA | NA | XXX04 | Women's Public Restroom | No | DEPT
Chanute Facility #913 | (empty) | (empty) | (empty) | (empty) | (empty) | (empty) | N/A | (empty) | (empty) | (empty) | (empty) | Newly Installed South Restroom | (empty) | (empty)
Chanute Facility #914 | (empty) | (empty) | (empty) | (empty) | (empty) | (empty) | N/A | (empty) | (empty) | (empty) | (empty) | Newly Installed North Restroom | (empty) | (empty)

## 0055
Building Code | - multiple -
Building Name | Address | On or Off Campus | Ownership | State Supported | Auxiliary | Floor Code | Room Code | % of Space | Department Name | Org Code | Actual Room Use | Use Descrption | Split/Share | DOR | (empty)
Ceramics Building | 105 S Goodwin Ave | On | Owned | Yes | No | 01 | 0107 | 100 | NA | NA | XXX03 | Men's Public Restroom | No | PP
[6 empty] | 02 | 0206 | 100 | NA | NA | XXX03 | Men's Public Restroom | No | PP
[6 empty] | 03 | 0301 | 100 | NA | NA | XXX04 | Women's Public Restroom | No | PP
[7 empty] | 0309 | 100 | NA | NA | XXX03 | Men's Public Restroom | No | PP
Memorial Stadium | 1402 S First St | On | Owned | No | Yes | 01 | 1321 | 100 | NA | NA | XXX04 | Women's Public Restroom | No | DEPT
Chanute Facility #913 | (empty) | (empty) | (empty) | (empty) | (empty) | (empty) | N/A | (empty) | (empty) | (empty) | (empty) | Newly Installed South Restroom | (empty) | (empty)
Chanute Facility #914 | (empty) | (empty) | (empty) | (empty) | (empty) | (empty) | N/A | (empty) | (empty) | (empty) | (empty) | Newly Installed North Restroom | (empty) | (empty)

## 0056
Building Code | - multiple -
Building Name | Address | On or Off Campus | Ownership | State Supported | Auxiliary | Floor Code | Room Code | % of Space | Department Name | Org Code | Actual Room Use | Use Descrption | Split/Share | DOR | (empty)
Memorial Stadium | 1402 S First St | On | Owned | No | Yes | 01 | 1321 | 100 | NA | NA | XXX04 | Women's Public Restroom | No | DEPT
Shelford Vivarium | 606 E Healey St | On | Owned | Yes | No | 01 | 0107 | 100 | NA | NA | XXX03 | Men's Public Restroom | No | PP
[6 empty] | 02 | 0207 | 100 | NA | NA | XXX04 | Women's Public Restroom | No | PP
[6 empty] | 03 | 0304 | 100 | NA | NA | XXX03 | Men's Public Restroom | No | PP
Chanute Facility #913 | (empty) | (empty) | (empty) | (empty) | (empty) | (empty) | N/A | (empty) | (empty) | (empty) | (empty) | Newly Installed South Restroom | (empty) | (empty)
Chanute Facility #914 | (empty) | (empty) | (empty) | (empty) | (empty) | (empty) | N/A | (empty) | (empty) | (empty) | (empty) | Newly Installed North Restroom | (empty) | (empty)

## 0058
Building Code | - multiple -
Building Name | Address | On or Off Campus | Ownership | State Supported | Auxiliary | Floor Code | Room Code | % of Space | Department Name | Org Code | Actual Room Use | Use Descrption | Split/Share | DOR | (empty)
Huff Hall | 1206 S Fourth St | On | Owned | Yes | No | 00 | 0002 | 100 | Intercollegiate Athletics | NUNU0336 | 52505 | Athletic_Physical Education Service - Locker Room | No | PP
[7 empty] | 0004 | 100 | Intercollegiate Athletics | NUNU0336 | 52505 | Athletic_Physical Education Service - Locker Room | No | PP
[7 empty] | 0012 | 100 | Intercollegiate Athletics | NUNU0336 | 52505 | Athletic_Physical Education Service - Locker Room | No | PP
[7 empty] | 0013 | 100 | Intercollegiate Athletics | NUNU0336 | 52505 | Athletic_Physical Education Service - Locker Room | No | PP
[7 empty] | 0014 | 100 | Intercollegiate Athletics | NUNU0336 | 52505 | Athletic_Physical Education Service - Locker Room | No | PP
[7 empty] | 0073 | 100 | Intercollegiate Athletics | NUNU0336 | 52505 | Athletic_Physical Education Service - Locker Room | No | PP
[7 empty] | 0073A | 100 | NA | NA | XXX04 | Women's Public Restroom | No | PP
[7 empty] | 0073B | 100 | Intercollegiate Athletics | NUNU0336 | 52510 | Athletic_Physical Education Service - Shower Room | No | PP
[7 empty] | 0073C | 100 | Intercollegiate Athletics | NUNU0336 | 52505 | Athletic_Physical Education Service - Locker Room | No | PP
[7 empty] | 0073D | 100 | Intercollegiate Athletics | NUNU0336 | 52505 | Athletic_Physical Education Service - Locker Room | No | PP
[7 empty] | 0078 | 100 | NA | NA | XXX03 | Men's Public Restroom | No | PP
[7 empty] | 0079 | 100 | NA | NA | XXX04 | Women's Public Restroom | No | PP
[7 empty] | 0081A | 100 | NA | NA | XXX03 | Men's Public Restroom | No | PP
[7 empty] | 0084D | 100 | Intercollegiate Athletics | NUNU0336 | 52505 | Athletic_Physical Education Service - Locker Room | No | PP
[7 empty] | 0084E | 100 | Intercollegiate Athletics | NUNU0336 | 52570 | Athletic_Physical Education Service - Restroom | No | PP
[7 empty] | 0084F | 100 | Intercollegiate Athletics | NUNU0336 | 52510 | Athletic_Physical Education Service - Shower Room | No | PP
[7 empty] | 0087 | 100 | NA | NA | XXX03 | Men's Public Restroom | No | PP
[7 empty] | 0094 | 100 | NA | NA | XXX05 | All-Gender Public Restroom | No | PP
[7 empty] | 0095E | 100 | Intercollegiate Athletics | NUNU0336 | 52510 | Athletic_Physical Education Service - Shower Room | No | PP
[6 empty] | 01 | 0111 | 100 | NA | NA | XXX03 | Men's Public Restroom | No | PP
[7 empty] | 0115 | 100 | NA | NA | XXX04 | Women's Public Restroom | No | PP
[7 empty] | 1004 | 100 | NA | NA | XXX04 | Women's Public Restroom | No | PP
[7 empty] | 1005 | 100 | NA | NA | XXX03 | Men's Public Restroom | No | PP
[6 empty] | 02 | 0202 | 100 | NA | NA | XXX04 | Women's Public Restroom | No | PP
[7 empty] | 2008 | 100 | NA | NA | XXX04 | Women's Public Restroom | No | PP
[7 empty] | 2016 | 100 | NA | NA | XXX03 | Men's Public Restroom | No | PP
[6 empty] | 03 | 0302C | 100 | NA | NA | XXX05 | All-Gender Public Restroom | No | PP
[7 empty] | 0307 | 100 | NA | NA | XXX05 | All-Gender Public Restroom | No | PP
[7 empty] | 3010 | 100 | NA | NA | XXX04 | Women's Public Restroom | No | PP
[7 empty] | 3012 | 100 | NA | NA | XXX03 | Men's Public Restroom | No | PP
Memorial Stadium | 1402 S First St | On | Owned | No | Yes | 01 | 1321 | 100 | NA | NA | XXX04 | Women's Public Restroom | No | DEPT
Chanute Facility #913 | (empty) | (empty) | (empty) | (empty) | (empty) | (empty) | N/A | (empty) | (empty) | (empty) | (empty) | Newly Installed South Restroom | (empty) | (empty)
Chanute Facility #914 | (empty) | (empty) | (empty) | (empty) | (empty) | (empty) | N/A | (empty) | (empty) | (empty) | (empty) | Newly Installed North Restroom | (empty) | (empty)

## 0059
Building Code | - multiple -
Building Name | Address | On or Off Campus | Ownership | State Supported | Auxiliary | Floor Code | Room Code | % of Space | Department Name | Org Code | Actual Room Use | Use Descrption | Split/Share | DOR | (empty)
Memorial Stadium | 1402 S First St | On | Owned | No | Yes | 01 | 1321 | 100 | NA | NA | XXX04 | Women's Public Restroom | No | DEPT
Richard D. and Anne Marie Irwin Doctoral Study Hall | 607 Gregory Dr | On | Owned | Yes | No | 01 | 0113 | 100 | NA | NA | XXX03 | Men's Public Restroom | No | PP
[7 empty] | 0115 | 100 | NA | NA | XXX04 | Women's Public Restroom | No | PP
[6 empty] | 02 | 0213 | 100 | NA | NA | XXX03 | Men's Public Restroom | No | PP
[7 empty] | 0214 | 100 | NA | NA | XXX05 | All-Gender Public Restroom | No | PP
[7 empty] | 0215 | 100 | NA | NA | XXX04 | Women's Public Restroom | No | PP
Chanute Facility #913 | (empty) | (empty) | (empty) | (empty) | (empty) | (empty) | N/A | (empty) | (empty) | (empty) | (empty) | Newly Installed South Restroom | (empty) | (empty)
Chanute Facility #914 | (empty) | (empty) | (empty) | (empty) | (empty) | (empty) | N/A | (empty) | (empty) | (empty) | (empty) | Newly Installed North Restroom | (empty) | (empty)

## 0060
Building Code | - multiple -
Building Name | Address | On or Off Campus | Ownership | State Supported | Auxiliary | Floor Code | Room Code | % of Space | Department Name | Org Code | Actual Room Use | Use Descrption | Split/Share | DOR | (empty)
Memorial Stadium | 1402 S First St | On | Owned | No | Yes | 01 | 1321 | 100 | NA | NA | XXX04 | Women's Public Restroom | No | DEPT
Smith Memorial Hall | 805 S Mathews Ave | On | Owned | Yes | No | 01 | 0110 | 100 | NA | NA | XXX03 | Men's Public Restroom | No | PP
[7 empty] | 0111 | 100 | NA | NA | XXX04 | Women's Public Restroom | No | PP
[6 empty] | 02 | 0208 | 100 | NA | NA | XXX03 | Men's Public Restroom | No | PP
[7 empty] | 0213 | 100 | NA | NA | XXX04 | Women's Public Restroom | No | PP
[6 empty] | 03 | 0307S | 100 | NA | NA | XXX04 | Women's Public Restroom | No | PP
[7 empty] | 0308N | 100 | NA | NA | XXX03 | Men's Public Restroom | No | PP
Chanute Facility #913 | (empty) | (empty) | (empty) | (empty) | (empty) | (empty) | N/A | (empty) | (empty) | (empty) | (empty) | Newly Installed South Restroom | (empty) | (empty)
Chanute Facility #914 | (empty) | (empty) | (empty) | (empty) | (empty) | (empty) | N/A | (empty) | (empty) | (empty) | (empty) | Newly Installed North Restroom | (empty) | (empty)

## 0061
Building Code | - multiple -
Building Name | Address | On or Off Campus | Ownership | State Supported | Auxiliary | Floor Code | Room Code | % of Space | Department Name | Org Code | Actual Room Use | Use Descrption | Split/Share | DOR | (empty)
Memorial Stadium | 1402 S First St | On | Owned | No | Yes | 01 | 1321 | 100 | NA | NA | XXX04 | Women's Public Restroom | No | DEPT
University High School | 1212 Springfield Ave | On | Owned | Yes | No | 01 | 0111 | 100 | NA | NA | XXX03 | Men's Public Restroom | No | PP
[7 empty] | 0115 | 100 | NA | NA | XXX04 | Women's Public Restroom | No | PP
[6 empty] | 02 | 0216 | 100 | NA | NA | XXX04 | Women's Public Restroom | No | PP
[7 empty] | 0217 | 100 | NA | NA | XXX04 | Women's Public Restroom | No | PP
[6 empty] | 03 | 0311 | 100 | NA | NA | XXX03 | Men's Public Restroom | No | PP
Chanute Facility #913 | (empty) | (empty) | (empty) | (empty) | (empty) | (empty) | N/A | (empty) | (empty) | (empty) | (empty) | Newly Installed South Restroom | (empty) | (empty)
Chanute Facility #914 | (empty) | (empty) | (empty) | (empty) | (empty) | (empty) | N/A | (empty) | (empty) | (empty) | (empty) | Newly Installed North Restroom | (empty) | (empty)

## 0062
Building Code | - multiple -
Building Name | Address | On or Off Campus | Ownership | State Supported | Auxiliary | Floor Code | Room Code | % of Space | Department Name | Org Code | Actual Room Use | Use Descrption | Split/Share | DOR | (empty)
Child Development Laboratory | 1105 W Nevada St | On | Owned | Yes | No | 00 | 0008 | 100 | NA | NA | XXX03 | Men's Public Restroom | No | PP
[7 empty] | 0010 | 100 | NA | NA | XXX04 | Women's Public Restroom | No | PP
[6 empty] | 01 | 0110 | 100 | NA | NA | XXX05 | All-Gender Public Restroom | No | PP
[6 empty] | 02 | 0204 | 100 | NA | NA | XXX04 | Women's Public Restroom | No | PP
[7 empty] | 0213 | 100 | NA | NA | XXX03 | Men's Public Restroom | No | PP
Memorial Stadium | 1402 S First St | On | Owned | No | Yes | 01 | 1321 | 100 | NA | NA | XXX04 | Women's Public Restroom | No | DEPT
Chanute Facility #913 | (empty) | (empty) | (empty) | (empty) | (empty) | (empty) | N/A | (empty) | (empty) | (empty) | (empty) | Newly Installed South Restroom | (empty) | (empty)
Chanute Facility #914 | (empty) | (empty) | (empty) | (empty) | (empty) | (empty) | N/A | (empty) | (empty) | (empty) | (empty) | Newly Installed North Restroom | (empty) | (empty)

## 0063
Building Code | - multiple -
Building Name | Address | On or Off Campus | Ownership | State Supported | Auxiliary | Floor Code | Room Code | % of Space | Department Name | Org Code | Actual Room Use | Use Descrption | Split/Share | DOR | (empty)
Memorial Stadium | 1402 S First St | On | Owned | No | Yes | 01 | 1321 | 100 | NA | NA | XXX04 | Women's Public Restroom | No | DEPT
University High School Gymnasium | 1207 Stoughton St | On | Owned | Yes | No | 00 | 0004 | 100 | University Laboratory HS | NBNB0223 | 52505 | Athletic_Physical Education Service - Locker Room | No | PP
[7 empty] | 0004B | 100 | University Laboratory HS | NBNB0223 | 52510 | Athletic_Physical Education Service - Shower Room | No | PP
[7 empty] | 0006 | 100 | University Laboratory HS | NBNB0223 | 52505 | Athletic_Physical Education Service - Locker Room | No | PP
[7 empty] | 0006B | 100 | University Laboratory HS | NBNB0223 | 52510 | Athletic_Physical Education Service - Shower Room | No | PP
Chanute Facility #913 | (empty) | (empty) | (empty) | (empty) | (empty) | (empty) | N/A | (empty) | (empty) | (empty) | (empty) | Newly Installed South Restroom | (empty) | (empty)
Chanute Facility #914 | (empty) | (empty) | (empty) | (empty) | (empty) | (empty) | N/A | (empty) | (empty) | (empty) | (empty) | Newly Installed North Restroom | (empty) | (empty)

## 0064
Building Code | - multiple -
Building Name | Address | On or Off Campus | Ownership | State Supported | Auxiliary | Floor Code | Room Code | % of Space | Department Name | Org Code | Actual Room Use | Use Descrption | Split/Share | DOR | (empty)
Freer Hall | 906 S Goodwin Ave | On | Owned | Yes | No | 00 | 0012 | 100 | NA | NA | XXX05 | All-Gender Public Restroom | No | PP
[6 empty] | 01 | 0108A | 100 | Kinesiology & Community Health | KYKY0581 | 25533 | Research Laboratory Service - Restroom | No | PP
[7 empty] | 0118A | 100 | Kinesiology & Community Health | KYKY0581 | 31533 | Office Service - Restroom | No | PP
[7 empty] | 0120A | 100 | NA | NA | XXX04 | Women's Public Restroom | No | PP
[7 empty] | 0124A | 100 | NA | NA | XXX03 | Men's Public Restroom | No | PP
[6 empty] | 02 | 0229 | 100 | NA | NA | XXX05 | All-Gender Public Restroom | No | PP
[7 empty] | 0233B | 100 | Kinesiology & Community Health | KYKY0581 | 25533 | Research Laboratory Service - Restroom | No | PP
[6 empty] | 03 | 0355 | 100 | NA | NA | XXX05 | All-Gender Public Restroom | No | PP
Memorial Stadium | 1402 S First St | On | Owned | No | Yes | 01 | 1321 | 100 | NA | NA | XXX04 | Women's Public Restroom | No | DEPT
Chanute Facility #913 | (empty) | (empty) | (empty) | (empty) | (empty) | (empty) | N/A | (empty) | (empty) | (empty) | (empty) | Newly Installed South Restroom | (empty) | (empty)
Chanute Facility #914 | (empty) | (empty) | (empty) | (empty) | (empty) | (empty) | N/A | (empty) | (empty) | (empty) | (empty) | Newly Installed North Restroom | (empty) | (empty)

## 0065
Building Code | - multiple -
Building Name | Address | On or Off Campus | Ownership | State Supported | Auxiliary | Floor Code | Room Code | % of Space | Department Name | Org Code | Actual Room Use | Use Descrption | Split/Share | DOR | (empty)
Illini Hall | 725 S Wright St | On | Owned | Yes | No | 00 | 0016 | 100 | NA | NA | XXX04 | Women's Public Restroom | No | PP
[7 empty] | 0017 | 100 | NA | NA | XXX03 | Men's Public Restroom | No | PP
[6 empty] | 01 | 0106 | 100 | NA | NA | XXX04 | Women's Public Restroom | No | PP
[7 empty] | 0107 | 100 | NA | NA | XXX03 | Men's Public Restroom | No | PP
[6 empty] | 02 | 0221 | 100 | NA | NA | XXX04 | Women's Public Restroom | No | PP
[7 empty] | 0248 | 100 | NA | NA | XXX03 | Men's Public Restroom | No | PP
[6 empty] | 03 | 0348 | 100 | NA | NA | XXX04 | Women's Public Restroom | No | PP
[7 empty] | 0349 | 100 | NA | NA | XXX03 | Men's Public Restroom | No | PP
Memorial Stadium | 1402 S First St | On | Owned | No | Yes | 01 | 1321 | 100 | NA | NA | XXX04 | Women's Public Restroom | No | DEPT
Chanute Facility #913 | (empty) | (empty) | (empty) | (empty) | (empty) | (empty) | N/A | (empty) | (empty) | (empty) | (empty) | Newly Installed South Restroom | (empty) | (empty)
Chanute Facility #914 | (empty) | (empty) | (empty) | (empty) | (empty) | (empty) | N/A | (empty) | (empty) | (empty) | (empty) | Newly Installed North Restroom | (empty) | (empty)

## 0066
Building Code | - multiple -
Building Name | Address | On or Off Campus | Ownership | State Supported | Auxiliary | Floor Code | Room Code | % of Space | Department Name | Org Code | Actual Room Use | Use Descrption | Split/Share | DOR | (empty)
Frederick Seitz Materials Research Laboratory | 104 S Goodwin Ave | On | Owned | Yes | No | 00 | 0005 | 100 | NA | NA | XXX03 | Men's Public Restroom | No | PP
[6 empty] | 01 | 0109 | 100 | NA | NA | XXX03 | Men's Public Restroom | No | PP
[7 empty] | 0148A | 100 | NA | NA | XXX05 | All-Gender Public Restroom | No | PP
[6 empty] | 02 | 0209 | 100 | NA | NA | XXX03 | Men's Public Restroom | No | PP
[7 empty] | 0255 | 100 | NA | NA | XXX04 | Women's Public Restroom | No | PP
[6 empty] | 03 | 0309 | 100 | NA | NA | XXX03 | Men's Public Restroom | No | PP
[6 empty] | 04 | 0409 | 100 | NA | NA | XXX04 | Women's Public Restroom | No | PP
Memorial Stadium | 1402 S First St | On | Owned | No | Yes | 01 | 1321 | 100 | NA | NA | XXX04 | Women's Public Restroom | No | DEPT
Chanute Facility #913 | (empty) | (empty) | (empty) | (empty) | (empty) | (empty) | N/A | (empty) | (empty) | (empty) | (empty) | Newly Installed South Restroom | (empty) | (empty)
Chanute Facility #914 | (empty) | (empty) | (empty) | (empty) | (empty) | (empty) | N/A | (empty) | (empty) | (empty) | (empty) | Newly Installed North Restroom | (empty) | (empty)

## 0067
Building Code | - multiple -
Building Name | Address | On or Off Campus | Ownership | State Supported | Auxiliary | Floor Code | Room Code | % of Space | Department Name | Org Code | Actual Room Use | Use Descrption | Split/Share | DOR | (empty)
Loomis Laboratory of Physics | 1110 W Green St | On | Owned | Yes | No | 00 | 0014 | 100 | NA | NA | XXX05 | All-Gender Public Restroom | No | PP
[6 empty] | 01 | 0114 | 100 | NA | NA | XXX05 | All-Gender Public Restroom | No | PP
[7 empty] | 0134 | 100 | NA | NA | XXX03 | Men's Public Restroom | No | PP
[7 empty] | 0162 | 100 | NA | NA | XXX04 | Women's Public Restroom | No | PP
[6 empty] | 02 | 0268 | 100 | NA | NA | XXX04 | Women's Public Restroom | No | PP
[6 empty] | 03 | 0314 | 100 | NA | NA | XXX03 | Men's Public Restroom | No | PP
[7 empty] | 0368 | 100 | NA | NA | XXX04 | Women's Public Restroom | No | PP
[6 empty] | 04 | 0468 | 100 | NA | NA | XXX03 | Men's Public Restroom | No | PP
[7 empty] | 0472 | 100 | NA | NA | XXX04 | Women's Public Restroom | No | PP
Memorial Stadium | 1402 S First St | On | Owned | No | Yes | 01 | 1321 | 100 | NA | NA | XXX04 | Women's Public Restroom | No | DEPT
Chanute Facility #913 | (empty) | (empty) | (empty) | (empty) | (empty) | (empty) | N/A | (empty) | (empty) | (empty) | (empty) | Newly Installed South Restroom | (empty) | (empty)
Chanute Facility #914 | (empty) | (empty) | (empty) | (empty) | (empty) | (empty) | N/A | (empty) | (empty) | (empty) | (empty) | Newly Installed North Restroom | (empty) | (empty)

## 0068
Building Code | - multiple -
Building Name | Address | On or Off Campus | Ownership | State Supported | Auxiliary | Floor Code | Room Code | % of Space | Department Name | Org Code | Actual Room Use | Use Descrption | Split/Share | DOR | (empty)
Horticulture Field Laboratory | 1707 S Orchard St | On | Owned | Yes | No | 00 | 0006B | 100 | NA | NA | XXX03 | Men's Public Restroom | No | PP
[6 empty] | 01 | 0107D | 100 | NA | NA | XXX04 | Women's Public Restroom | No | PP
[7 empty] | 0107E | 100 | NA | NA | XXX03 | Men's Public Restroom | No | PP
[7 empty] | 0122 | 100 | NA | NA | XXX05 | All-Gender Public Restroom | No | PP
Memorial Stadium | 1402 S First St | On | Owned | No | Yes | 01 | 1321 | 100 | NA | NA | XXX04 | Women's Public Restroom | No | DEPT
Chanute Facility #913 | (empty) | (empty) | (empty) | (empty) | (empty) | (empty) | N/A | (empty) | (empty) | (empty) | (empty) | Newly Installed South Restroom | (empty) | (empty)
Chanute Facility #914 | (empty) | (empty) | (empty) | (empty) | (empty) | (empty) | N/A | (empty) | (empty) | (empty) | (empty) | Newly Installed North Restroom | (empty) | (empty)

## 0069
Building Code | - multiple -
Building Name | Address | On or Off Campus | Ownership | State Supported | Auxiliary | Floor Code | Room Code | % of Space | Department Name | Org Code | Actual Room Use | Use Descrption | Split/Share | DOR | (empty)
Memorial Stadium | 1402 S First St | On | Owned | No | Yes | 01 | 1321 | 100 | NA | NA | XXX04 | Women's Public Restroom | No | DEPT
Mumford Hall | 1301 Gregory Dr | On | Owned | Yes | No | 01 | 0106 | 100 | NA | NA | XXX03 | Men's Public Restroom | No | PP
[7 empty] | 0121 | 100 | NA | NA | XXX04 | Women's Public Restroom | No | PP
[6 empty] | 02 | 0206 | 100 | NA | NA | XXX03 | Men's Public Restroom | No | PP
[7 empty] | 0223 | 100 | NA | NA | XXX04 | Women's Public Restroom | No | PP
[6 empty] | 03 | 0308 | 100 | NA | NA | XXX03 | Men's Public Restroom | No | PP
[7 empty] | 0325 | 100 | NA | NA | XXX04 | Women's Public Restroom | No | PP
[6 empty] | 04 | 0413 | 100 | NA | NA | XXX05 | All-Gender Public Restroom | No | PP
[7 empty] | 0439 | 100 | NA | NA | XXX03 | Men's Public Restroom | No | PP
Chanute Facility #913 | (empty) | (empty) | (empty) | (empty) | (empty) | (empty) | N/A | (empty) | (empty) | (empty) | (empty) | Newly Installed South Restroom | (empty) | (empty)
Chanute Facility #914 | (empty) | (empty) | (empty) | (empty) | (empty) | (empty) | N/A | (empty) | (empty) | (empty) | (empty) | Newly Installed North Restroom | (empty) | (empty)

## 0070
Building Code | - multiple -
Building Name | Address | On or Off Campus | Ownership | State Supported | Auxiliary | Floor Code | Room Code | % of Space | Department Name | Org Code | Actual Room Use | Use Descrption | Split/Share | DOR | (empty)
Chemical & Life Sciences Laboratory | 601 S Goodwin Ave | On | Owned | Yes | No | 01 | A0109 | 100 | NA | NA | XXX03 | Men's Public Restroom | No | PP
[7 empty] | A0113 | 100 | NA | NA | XXX04 | Women's Public Restroom | No | PP
[7 empty] | A0147 | 100 | NA | NA | XXX05 | All-Gender Public Restroom | No | PP
[7 empty] | B0130 | 100 | NA | NA | XXX04 | Women's Public Restroom | No | PP
[7 empty] | B0132 | 100 | NA | NA | XXX03 | Men's Public Restroom | No | PP
[6 empty] | 02 | A0213 | 100 | NA | NA | XXX03 | Men's Public Restroom | No | PP
[7 empty] | A0221 | 100 | NA | NA | XXX04 | Women's Public Restroom | No | PP
[7 empty] | C0202 | 100 | NA | NA | XXX04 | Women's Public Restroom | No | PP
[7 empty] | C0204 | 100 | NA | NA | XXX03 | Men's Public Restroom | No | PP
[6 empty] | 03 | A0311 | 100 | NA | NA | XXX03 | Men's Public Restroom | No | PP
[7 empty] | A0315 | 100 | NA | NA | XXX04 | Women's Public Restroom | No | PP
[7 empty] | C0302 | 100 | NA | NA | XXX04 | Women's Public Restroom | No | PP
[7 empty] | C0304 | 100 | NA | NA | XXX03 | Men's Public Restroom | No | PP
[6 empty] | 04 | A0413 | 100 | NA | NA | XXX03 | Men's Public Restroom | No | PP
[7 empty] | A0421 | 100 | NA | NA | XXX04 | Women's Public Restroom | No | PP
[7 empty] | C0402 | 100 | NA | NA | XXX04 | Women's Public Restroom | No | PP
[7 empty] | C0404 | 100 | NA | NA | XXX03 | Men's Public Restroom | No | PP
[6 empty] | 05 | A0513 | 100 | NA | NA | XXX03 | Men's Public Restroom | No | PP
[7 empty] | A0521 | 100 | NA | NA | XXX04 | Women's Public Restroom | No | PP
[7 empty] | C0502 | 100 | NA | NA | XXX04 | Women's Public Restroom | No | PP
[7 empty] | C0504 | 100 | NA | NA | XXX03 | Men's Public Restroom | No | PP
[6 empty] | 06 | C0602 | 100 | NA | NA | XXX04 | Women's Public Restroom | No | PP
[7 empty] | C0604 | 100 | NA | NA | XXX03 | Men's Public Restroom | No | PP
Memorial Stadium | 1402 S First St | On | Owned | No | Yes | 01 | 1321 | 100 | NA | NA | XXX04 | Women's Public Restroom | No | DEPT
Chanute Facility #913 | (empty) | (empty) | (empty) | (empty) | (empty) | (empty) | N/A | (empty) | (empty) | (empty) | (empty) | Newly Installed South Restroom | (empty) | (empty)
Chanute Facility #914 | (empty) | (empty) | (empty) | (empty) | (empty) | (empty) | N/A | (empty) | (empty) | (empty) | (empty) | Newly Installed North Restroom | (empty) | (empty)

## 0071
Building Code | - multiple -
Building Name | Address | On or Off Campus | Ownership | State Supported | Auxiliary | Floor Code | Room Code | % of Space | Department Name | Org Code | Actual Room Use | Use Descrption | Split/Share | DOR | (empty)
Memorial Stadium | 1402 S First St | On | Owned | No | Yes | 01 | 1321 | 100 | NA | NA | XXX04 | Women's Public Restroom | No | DEPT
Student Services Arcade Building | 620 E John St, 715 S Wright St | On | Owned | No | Yes | 01 | 0151 | 100 | NA | NA | XXX03 | Men's Public Restroom | No | DEPT
[7 empty] | 0155 | 100 | NA | NA | XXX04 | Women's Public Restroom | No | DEPT
[6 empty] | 02 | 0251 | 100 | NA | NA | XXX03 | Men's Public Restroom | No | DEPT
[7 empty] | 0255 | 100 | NA | NA | XXX04 | Women's Public Restroom | No | DEPT
Chanute Facility #913 | (empty) | (empty) | (empty) | (empty) | (empty) | (empty) | N/A | (empty) | (empty) | (empty) | (empty) | Newly Installed South Restroom | (empty) | (empty)
Chanute Facility #914 | (empty) | (empty) | (empty) | (empty) | (empty) | (empty) | N/A | (empty) | (empty) | (empty) | (empty) | Newly Installed North Restroom | (empty) | (empty)

## 0072
Building Code | - multiple -
Building Name | Address | On or Off Campus | Ownership | State Supported | Auxiliary | Floor Code | Room Code | % of Space | Department Name | Org Code | Actual Room Use | Use Descrption | Split/Share | DOR | (empty)
Memorial Stadium | 1402 S First St | On | Owned | No | Yes | 00 | 0022A | 100 | Intercollegiate Athletics | NUNU0336 | 52570 | Athletic_Physical Education Service - Restroom | No | DEPT
[7 empty] | 0026 | 100 | NA | NA | XXX03 | Men's Public Restroom | No | DEPT
[7 empty] | 0027 | 100 | NA | NA | XXX04 | Women's Public Restroom | No | DEPT
[7 empty] | 0101NW | 100 | NA | NA | XXX04 | Women's Public Restroom | No | DEPT
[7 empty] | 0103NW | 100 | NA | NA | XXX03 | Men's Public Restroom | No | DEPT
[7 empty] | 0105NW | 100 | Intercollegiate Athletics | NUNU0336 | 52505 | Athletic_Physical Education Service - Locker Room | No | DEPT
[7 empty] | 0108ANE | 100 | Intercollegiate Athletics | NUNU0336 | 52570 | Athletic_Physical Education Service - Restroom | No | DEPT
[7 empty] | 0108BNE | 100 | Intercollegiate Athletics | NUNU0336 | 52510 | Athletic_Physical Education Service - Shower Room | No | DEPT
[7 empty] | 0108CNE | 100 | Intercollegiate Athletics | NUNU0336 | 52570 | Athletic_Physical Education Service - Restroom | No | DEPT
[7 empty] | 0108ENE | 100 | Intercollegiate Athletics | NUNU0336 | 52510 | Athletic_Physical Education Service - Shower Room | No | DEPT
[7 empty] | 0108FNE | 100 | Intercollegiate Athletics | NUNU0336 | 52505 | Athletic_Physical Education Service - Locker Room | No | DEPT
[7 empty] | 0108NE | 100 | Intercollegiate Athletics | NUNU0336 | 52505 | Athletic_Physical Education Service - Locker Room | No | DEPT
[7 empty] | 0113NW | 100 | Intercollegiate Athletics | NUNU0336 | 52510 | Athletic_Physical Education Service - Shower Room | No | DEPT
[7 empty] | 0115NW | 100 | Intercollegiate Athletics | NUNU0336 | 52510 | Athletic_Physical Education Service - Shower Room | No | DEPT
[7 empty] | 0117NW | 100 | Intercollegiate Athletics | NUNU0336 | 52505 | Athletic_Physical Education Service - Locker Room | No | DEPT
[7 empty] | 0120NW | 100 | Intercollegiate Athletics | NUNU0336 | 52505 | Athletic_Physical Education Service - Locker Room | No | DEPT
[7 empty] | 0511 | 100 | NA | NA | XXX03 | Men's Public Restroom | No | DEPT
[7 empty] | 0512 | 100 | NA | NA | XXX04 | Women's Public Restroom | No | DEPT
[6 empty] | 01 | 0211NE | 100 | NA | NA | XXX04 | Women's Public Restroom | No | DEPT
[7 empty] | 0212NE | 100 | NA | NA | XXX03 | Men's Public Restroom | No | DEPT
[7 empty] | 0234NE | 100 | Intercollegiate Athletics | NUNU0336 | 52570 | Athletic_Physical Education Service - Restroom | No | DEPT
[7 empty] | 0239NE | 100 | Intercollegiate Athletics | NUNU0336 | 52505 | Athletic_Physical Education Service - Locker Room | No | DEPT
[7 empty] | 0240NE | 100 | Intercollegiate Athletics | NUNU0336 | 52505 | Athletic_Physical Education Service - Locker Room | No | DEPT
[7 empty] | 1001 | 100 | NA | NA | XXX05 | All-Gender Public Restroom | No | DEPT
[7 empty] | 1002 | 100 | NA | NA | XXX05 | All-Gender Public Restroom | No | DEPT
[7 empty] | 1009 | 100 | NA | NA | XXX04 | Women's Public Restroom | No | DEPT
[7 empty] | 1014 | 100 | NA | NA | XXX03 | Men's Public Restroom | No | DEPT
[7 empty] | 1018 | 100 | NA | NA | XXX04 | Women's Public Restroom | No | DEPT
[7 empty] | 1022 | 100 | NA | NA | XXX03 | Men's Public Restroom | No | DEPT
[7 empty] | 1025 | 100 | NA | NA | XXX04 | Women's Public Restroom | No | DEPT
[7 empty] | 1028 | 100 | NA | NA | XXX03 | Men's Public Restroom | No | DEPT
[7 empty] | 1033 | 100 | NA | NA | XXX04 | Women's Public Restroom | No | DEPT
[7 empty] | 1037 | 100 | NA | NA | XXX03 | Men's Public Restroom | No | DEPT
[7 empty] | 1042 | 100 | NA | NA | XXX04 | Women's Public Restroom | No | DEPT
[7 empty] | 1046 | 100 | NA | NA | XXX05 | All-Gender Public Restroom | No | DEPT
[7 empty] | 1310 | 100 | NA | NA | XXX03 | Men's Public Restroom | No | DEPT
[7 empty] | 1312 | 100 | NA | NA | XXX04 | Women's Public Restroom | No | DEPT
[7 empty] | 1314 | 100 | NA | NA | XXX04 | Women's Public Restroom | No | DEPT
[7 empty] | 1319 | 100 | NA | NA | XXX03 | Men's Public Restroom | No | DEPT
[7 empty] | 1321 | 100 | NA | NA | XXX04 | Women's Public Restroom | No | DEPT
[7 empty] | 1323 | 100 | NA | NA | XXX04 | Women's Public Restroom | No | DEPT
[7 empty] | 1330 | 100 | NA | NA | XXX03 | Men's Public Restroom | No | DEPT
[7 empty] | 1332 | 100 | NA | NA | XXX04 | Women's Public Restroom | No | DEPT
[7 empty] | 1334 | 100 | NA | NA | XXX04 | Women's Public Restroom | No | DEPT
[7 empty] | 1339 | 100 | NA | NA | XXX03 | Men's Public Restroom | No | DEPT
[7 empty] | 1341 | 100 | NA | NA | XXX04 | Women's Public Restroom | No | DEPT
[7 empty] | 1343 | 100 | NA | NA | XXX04 | Women's Public Restroom | No | DEPT
[7 empty] | 1502 | 100 | NA | NA | XXX04 | Women's Public Restroom | No | DEPT
[7 empty] | 1504 | 100 | NA | NA | XXX03 | Men's Public Restroom | No | DEPT
[7 empty] | 1511 | 100 | NA | NA | XXX03 | Men's Public Restroom | No | DEPT
[7 empty] | 1512 | 100 | NA | NA | XXX04 | Women's Public Restroom | No | DEPT
[6 empty] | 02 | 2000 | 100 | NA | NA | XXX05 | All-Gender Public Restroom | No | DEPT
[7 empty] | 2010 | 100 | NA | NA | XXX05 | All-Gender Public Restroom | No | DEPT
[6 empty] | 03 | 3004 | 100 | NA | NA | XXX04 | Women's Public Restroom | No | DEPT
[7 empty] | 3005 | 100 | NA | NA | XXX03 | Men's Public Restroom | No | DEPT
[7 empty] | 3029 | 100 | NA | NA | XXX03 | Men's Public Restroom | No | DEPT
[7 empty] | 3040 | 100 | NA | NA | XXX04 | Women's Public Restroom | No | DEPT
[6 empty] | 05 | 0284 | 100 | NA | NA | XXX03 | Men's Public Restroom | No | DEPT
[7 empty] | 0285 | 100 | NA | NA | XXX04 | Women's Public Restroom | No | DEPT
[7 empty] | 0294 | 100 | NA | NA | XXX03 | Men's Public Restroom | No | DEPT
[7 empty] | 0295 | 100 | NA | NA | XXX04 | Women's Public Restroom | No | DEPT
[7 empty] | 0300A | 100 | NA | NA | XXX04 | Women's Public Restroom | No | DEPT
[7 empty] | 0300C | 100 | NA | NA | XXX03 | Men's Public Restroom | No | DEPT
[7 empty] | 0300E | 100 | NA | NA | XXX04 | Women's Public Restroom | No | DEPT
[7 empty] | 0300G | 100 | NA | NA | XXX03 | Men's Public Restroom | No | DEPT
[7 empty] | 0300K | 100 | NA | NA | XXX03 | Men's Public Restroom | No | DEPT
[7 empty] | 0300M | 100 | NA | NA | XXX04 | Women's Public Restroom | No | DEPT
[7 empty] | 0300O | 100 | NA | NA | XXX03 | Men's Public Restroom | No | DEPT
[7 empty] | 0300Q | 100 | NA | NA | XXX04 | Women's Public Restroom | No | DEPT
[7 empty] | 0401SE | 100 | NA | NA | XXX04 | Women's Public Restroom | No | DEPT
[7 empty] | 0402NE | 100 | NA | NA | XXX04 | Women's Public Restroom | No | DEPT
[7 empty] | 0402SE | 100 | NA | NA | XXX04 | Women's Public Restroom | No | DEPT
[7 empty] | 0403NE | 100 | NA | NA | XXX03 | Men's Public Restroom | No | DEPT
[7 empty] | 0403SE | 100 | NA | NA | XXX03 | Men's Public Restroom | No | DEPT
[7 empty] | 5002 | 100 | NA | NA | XXX03 | Men's Public Restroom | No | DEPT
[7 empty] | 5003 | 100 | NA | NA | XXX04 | Women's Public Restroom | No | DEPT
[7 empty] | 5017 | 100 | NA | NA | XXX04 | Women's Public Restroom | No | DEPT
[7 empty] | 5018 | 100 | NA | NA | XXX03 | Men's Public Restroom | No | DEPT
[7 empty] | 5020 | 100 | NA | NA | XXX05 | All-Gender Public Restroom | No | DEPT
[6 empty] | 06 | 6005 | 100 | NA | NA | XXX04 | Women's Public Restroom | No | DEPT
[7 empty] | 6007 | 100 | NA | NA | XXX03 | Men's Public Restroom | No | DEPT
[7 empty] | 6042 | 100 | NA | NA | XXX03 | Men's Public Restroom | No | DEPT
[7 empty] | 6044 | 100 | NA | NA | XXX04 | Women's Public Restroom | No | DEPT
[6 empty] | 07 | 7004 | 100 | NA | NA | XXX05 | All-Gender Public Restroom | No | DEPT
[7 empty] | 7006 | 100 | NA | NA | XXX04 | Women's Public Restroom | No | DEPT
[7 empty] | 7007 | 100 | NA | NA | XXX03 | Men's Public Restroom | No | DEPT
[7 empty] | 7042 | 100 | NA | NA | XXX03 | Men's Public Restroom | No | DEPT
[7 empty] | 7043 | 100 | NA | NA | XXX04 | Women's Public Restroom | No | DEPT
[7 empty] | 7045 | 100 | NA | NA | XXX05 | All-Gender Public Restroom | No | DEPT
[6 empty] | 08 | 8006 | 100 | NA | NA | XXX04 | Women's Public Restroom | No | DEPT
[7 empty] | 8007 | 100 | NA | NA | XXX03 | Men's Public Restroom | No | DEPT
[7 empty] | 8025A | 100 | NA | NA | XXX05 | All-Gender Public Restroom | No | DEPT
[7 empty] | 8042 | 100 | NA | NA | XXX03 | Men's Public Restroom | No | DEPT
[7 empty] | 8043 | 100 | NA | NA | XXX04 | Women's Public Restroom | No | DEPT
[7 empty] | 8045 | 100 | NA | NA | XXX05 | All-Gender Public Restroom | No | DEPT
[6 empty] | 0S | 0007 | 100 | Intercollegiate Athletics | NUNU0336 | 52505 | Athletic_Physical Education Service - Locker Room | No | DEPT
[7 empty] | 0007A | 100 | NA | NA | XXX11 | Shower Room | No | DEPT
[7 empty] | 0007B | 100 | NA | NA | XXX11 | Shower Room | No | DEPT
[7 empty] | 0007NE | 100 | Intercollegiate Athletics | NUNU0336 | 52505 | Athletic_Physical Education Service - Locker Room | No | DEPT
[7 empty] | 0009NE | 100 | NA | NA | XXX04 | Women's Public Restroom | No | DEPT
[7 empty] | 0010 | 100 | Intercollegiate Athletics | NUNU0336 | 52505 | Athletic_Physical Education Service - Locker Room | No | DEPT
[7 empty] | 0010NE | 100 | Intercollegiate Athletics | NUNU0336 | 52505 | Athletic_Physical Education Service - Locker Room | No | DEPT
[7 empty] | 0011 | 100 | Intercollegiate Athletics | NUNU0336 | 52505 | Athletic_Physical Education Service - Locker Room | No | DEPT
[7 empty] | 0011NE | 100 | Intercollegiate Athletics | NUNU0336 | 52505 | Athletic_Physical Education Service - Locker Room | No | DEPT
[7 empty] | 0012NE | 100 | NA | NA | XXX03 | Men's Public Restroom | No | DEPT
Chanute Facility #913 | (empty) | (empty) | (empty) | (empty) | (empty) | (empty) | N/A | (empty) | (empty) | (empty) | (empty) | Newly Installed South Restroom | (empty) | (empty)
Chanute Facility #914 | (empty) | (empty) | (empty) | (empty) | (empty) | (empty) | N/A | (empty) | (empty) | (empty) | (empty) | Newly Installed North Restroom | (empty) | (empty)

## 0073
Building Code | - multiple -
Building Name | Address | On or Off Campus | Ownership | State Supported | Auxiliary | Floor Code | Room Code | % of Space | Department Name | Org Code | Actual Room Use | Use Descrption | Split/Share | DOR | (empty)
Agricultural Bioprocess Lab | 1302 W Pennsylvania Ave | On | Owned | Yes | No | 00 | 0006 | 100 | NA | NA | XXX03 | Men's Public Restroom | No | PP
[6 empty] | 01 | 0120 | 100 | NA | NA | XXX03 | Men's Public Restroom | No | PP
[7 empty] | 0121 | 100 | NA | NA | XXX04 | Women's Public Restroom | No | PP
[6 empty] | 02 | 0204 | 100 | NA | NA | XXX05 | All-Gender Public Restroom | No | PP
Memorial Stadium | 1402 S First St | On | Owned | No | Yes | 01 | 1321 | 100 | NA | NA | XXX04 | Women's Public Restroom | No | DEPT
Chanute Facility #913 | (empty) | (empty) | (empty) | (empty) | (empty) | (empty) | N/A | (empty) | (empty) | (empty) | (empty) | Newly Installed South Restroom | (empty) | (empty)
Chanute Facility #914 | (empty) | (empty) | (empty) | (empty) | (empty) | (empty) | N/A | (empty) | (empty) | (empty) | (empty) | Newly Installed North Restroom | (empty) | (empty)

## 0074
Building Code | - multiple -
Building Name | Address | On or Off Campus | Ownership | State Supported | Auxiliary | Floor Code | Room Code | % of Space | Department Name | Org Code | Actual Room Use | Use Descrption | Split/Share | DOR | (empty)
Inst Gov & Public Affairs Building | 1007/1009 W Nevada St | On | Owned | Yes | No | 01 | 0111 | 100 | NA | NA | XXX03 | Men's Public Restroom | No | PP
[7 empty] | 0112 | 100 | NA | NA | XXX04 | Women's Public Restroom | No | PP
[6 empty] | 02 | 0206 | 100 | NA | NA | XXX03 | Men's Public Restroom | No | PP
[7 empty] | 0219 | 100 | NA | NA | XXX04 | Women's Public Restroom | No | PP
Memorial Stadium | 1402 S First St | On | Owned | No | Yes | 01 | 1321 | 100 | NA | NA | XXX04 | Women's Public Restroom | No | DEPT
Chanute Facility #913 | (empty) | (empty) | (empty) | (empty) | (empty) | (empty) | N/A | (empty) | (empty) | (empty) | (empty) | Newly Installed South Restroom | (empty) | (empty)
Chanute Facility #914 | (empty) | (empty) | (empty) | (empty) | (empty) | (empty) | N/A | (empty) | (empty) | (empty) | (empty) | Newly Installed North Restroom | (empty) | (empty)

## 0075
Building Code | - multiple -
Building Name | Address | On or Off Campus | Ownership | State Supported | Auxiliary | Floor Code | Room Code | % of Space | Department Name | Org Code | Actual Room Use | Use Descrption | Split/Share | DOR | (empty)
Children's Research Center | 2202 Kirk Dr | On | Owned | Yes | No | 00 | 0006 | 100 | NA | NA | XXX04 | Women's Public Restroom | No | PP
[7 empty] | 0010 | 100 | NA | NA | XXX03 | Men's Public Restroom | No | PP
[6 empty] | 01 | 0104 | 100 | NA | NA | XXX03 | Men's Public Restroom | No | PP
[7 empty] | 0107A | 100 | Special Education | KNKN0570 | 25533 | Research Laboratory Service - Restroom | No | PP
[7 empty] | 0154 | 100 | NA | NA | XXX04 | Women's Public Restroom | No | PP
Memorial Stadium | 1402 S First St | On | Owned | No | Yes | 01 | 1321 | 100 | NA | NA | XXX04 | Women's Public Restroom | No | DEPT
Chanute Facility #913 | (empty) | (empty) | (empty) | (empty) | (empty) | (empty) | N/A | (empty) | (empty) | (empty) | (empty) | Newly Installed South Restroom | (empty) | (empty)
Chanute Facility #914 | (empty) | (empty) | (empty) | (empty) | (empty) | (empty) | N/A | (empty) | (empty) | (empty) | (empty) | Newly Installed North Restroom | (empty) | (empty)

## 0076
Building Code | - multiple -
Building Name | Address | On or Off Campus | Ownership | State Supported | Auxiliary | Floor Code | Room Code | % of Space | Department Name | Org Code | Actual Room Use | Use Descrption | Split/Share | DOR | (empty)
Memorial Stadium | 1402 S First St | On | Owned | No | Yes | 01 | 1321 | 100 | NA | NA | XXX04 | Women's Public Restroom | No | DEPT
Psychology Laboratory | 603 E Daniel St | On | Owned | Yes | No | 00 | 0001 | 100 | NA | NA | XXX04 | Women's Public Restroom | No | PP
[7 empty] | 0007 | 100 | NA | NA | XXX03 | Men's Public Restroom | No | PP
[6 empty] | 01 | 0102 | 100 | NA | NA | XXX05 | All-Gender Public Restroom | No | PP
[6 empty] | 02 | 0200 | 100 | NA | NA | XXX04 | Women's Public Restroom | No | PP
[7 empty] | 0206 | 100 | NA | NA | XXX03 | Men's Public Restroom | No | PP
[6 empty] | 03 | 0300 | 100 | NA | NA | XXX04 | Women's Public Restroom | No | PP
[7 empty] | 0306 | 100 | NA | NA | XXX03 | Men's Public Restroom | No | PP
[6 empty] | 04 | 0400 | 100 | NA | NA | XXX04 | Women's Public Restroom | No | PP
[7 empty] | 0406 | 100 | NA | NA | XXX03 | Men's Public Restroom | No | PP
[6 empty] | 05 | 0500 | 100 | NA | NA | XXX04 | Women's Public Restroom | No | PP
[7 empty] | 0506 | 100 | NA | NA | XXX03 | Men's Public Restroom | No | PP
[6 empty] | 06 | 0600 | 100 | NA | NA | XXX04 | Women's Public Restroom | No | PP
[7 empty] | 0606 | 100 | NA | NA | XXX03 | Men's Public Restroom | No | PP
[6 empty] | 07 | 0700 | 100 | NA | NA | XXX04 | Women's Public Restroom | No | PP
[7 empty] | 0706 | 100 | NA | NA | XXX03 | Men's Public Restroom | No | PP
[6 empty] | 08 | 0800 | 100 | NA | NA | XXX04 | Women's Public Restroom | No | PP
[7 empty] | 0806 | 100 | NA | NA | XXX03 | Men's Public Restroom | No | PP
Chanute Facility #913 | (empty) | (empty) | (empty) | (empty) | (empty) | (empty) | N/A | (empty) | (empty) | (empty) | (empty) | Newly Installed South Restroom | (empty) | (empty)
Chanute Facility #914 | (empty) | (empty) | (empty) | (empty) | (empty) | (empty) | N/A | (empty) | (empty) | (empty) | (empty) | Newly Installed North Restroom | (empty) | (empty)

## 0077
Building Code | - multiple -
Building Name | Address | On or Off Campus | Ownership | State Supported | Auxiliary | Floor Code | Room Code | % of Space | Department Name | Org Code | Actual Room Use | Use Descrption | Split/Share | DOR | (empty)
Memorial Stadium | 1402 S First St | On | Owned | No | Yes | 01 | 1321 | 100 | NA | NA | XXX04 | Women's Public Restroom | No | DEPT
Plant Services Building - Northeast | 107 S Gregory St | On | Owned | Yes | No | 01 | 0100 | 100 | NA | NA | XXX05 | All-Gender Public Restroom | No | PP
[7 empty] | 0102 | 100 | NA | NA | XXX05 | All-Gender Public Restroom | No | PP
Chanute Facility #913 | (empty) | (empty) | (empty) | (empty) | (empty) | (empty) | N/A | (empty) | (empty) | (empty) | (empty) | Newly Installed South Restroom | (empty) | (empty)
Chanute Facility #914 | (empty) | (empty) | (empty) | (empty) | (empty) | (empty) | N/A | (empty) | (empty) | (empty) | (empty) | Newly Installed North Restroom | (empty) | (empty)

## 0078
Building Code | - multiple -
Building Name | Address | On or Off Campus | Ownership | State Supported | Auxiliary | Floor Code | Room Code | % of Space | Department Name | Org Code | Actual Room Use | Use Descrption | Split/Share | DOR | (empty)
Memorial Stadium | 1402 S First St | On | Owned | No | Yes | 01 | 1321 | 100 | NA | NA | XXX04 | Women's Public Restroom | No | DEPT
Snyder Hall | 206 Peabody Dr | On | Owned | No | Yes | 01 | 0105 | 100 | NA | NA | XXX03 | Men's Public Restroom | No | DEPT
[7 empty] | 0129 | 100 | NA | NA | XXX04 | Women's Public Restroom | No | DEPT
Chanute Facility #913 | (empty) | (empty) | (empty) | (empty) | (empty) | (empty) | N/A | (empty) | (empty) | (empty) | (empty) | Newly Installed South Restroom | (empty) | (empty)
Chanute Facility #914 | (empty) | (empty) | (empty) | (empty) | (empty) | (empty) | N/A | (empty) | (empty) | (empty) | (empty) | Newly Installed North Restroom | (empty) | (empty)

## 0080
Building Code | - multiple -
Building Name | Address | On or Off Campus | Ownership | State Supported | Auxiliary | Floor Code | Room Code | % of Space | Department Name | Org Code | Actual Room Use | Use Descrption | Split/Share | DOR | (empty)
Memorial Stadium | 1402 S First St | On | Owned | No | Yes | 01 | 1321 | 100 | NA | NA | XXX04 | Women's Public Restroom | No | DEPT
Weston Hall | 204 Peabody Dr | On | Owned | No | Yes | 00 | 0021 | 100 | NA | NA | XXX04 | Women's Public Restroom | No | DEPT
[7 empty] | 0022 | 100 | NA | NA | XXX03 | Men's Public Restroom | No | DEPT
Chanute Facility #913 | (empty) | (empty) | (empty) | (empty) | (empty) | (empty) | N/A | (empty) | (empty) | (empty) | (empty) | Newly Installed South Restroom | (empty) | (empty)
Chanute Facility #914 | (empty) | (empty) | (empty) | (empty) | (empty) | (empty) | N/A | (empty) | (empty) | (empty) | (empty) | Newly Installed North Restroom | (empty) | (empty)

## 0084
Building Code | - multiple -
Building Name | Address | On or Off Campus | Ownership | State Supported | Auxiliary | Floor Code | Room Code | % of Space | Department Name | Org Code | Actual Room Use | Use Descrption | Split/Share | DOR | (empty)
Hopkins Hall | 1208 S First St | On | Owned | No | Yes | 01 | 0105 | 100 | NA | NA | XXX04 | Women's Public Restroom | No | DEPT
[7 empty] | 0139 | 100 | NA | NA | XXX03 | Men's Public Restroom | No | DEPT
Memorial Stadium | 1402 S First St | On | Owned | No | Yes | 01 | 1321 | 100 | NA | NA | XXX04 | Women's Public Restroom | No | DEPT
Chanute Facility #913 | (empty) | (empty) | (empty) | (empty) | (empty) | (empty) | N/A | (empty) | (empty) | (empty) | (empty) | Newly Installed South Restroom | (empty) | (empty)
Chanute Facility #914 | (empty) | (empty) | (empty) | (empty) | (empty) | (empty) | N/A | (empty) | (empty) | (empty) | (empty) | Newly Installed North Restroom | (empty) | (empty)

## 0087
Building Code | - multiple -
Building Name | Address | On or Off Campus | Ownership | State Supported | Auxiliary | Floor Code | Room Code | % of Space | Department Name | Org Code | Actual Room Use | Use Descrption | Split/Share | DOR | (empty)
Clark Hall | 1203 S Fourth St | On | Owned | No | Yes | 00 | 0038 | 100 | NA | NA | XXX03 | Men's Public Restroom | No | DEPT
[7 empty] | 0057 | 100 | NA | NA | XXX04 | Women's Public Restroom | No | DEPT
[6 empty] | 03 | 0326B | 100 | NA | NA | XXX05 | All-Gender Public Restroom | No | DEPT
Memorial Stadium | 1402 S First St | On | Owned | No | Yes | 01 | 1321 | 100 | NA | NA | XXX04 | Women's Public Restroom | No | DEPT
Chanute Facility #913 | (empty) | (empty) | (empty) | (empty) | (empty) | (empty) | N/A | (empty) | (empty) | (empty) | (empty) | Newly Installed South Restroom | (empty) | (empty)
Chanute Facility #914 | (empty) | (empty) | (empty) | (empty) | (empty) | (empty) | N/A | (empty) | (empty) | (empty) | (empty) | Newly Installed North Restroom | (empty) | (empty)

## 0089
Building Code | - multiple -
Building Name | Address | On or Off Campus | Ownership | State Supported | Auxiliary | Floor Code | Room Code | % of Space | Department Name | Org Code | Actual Room Use | Use Descrption | Split/Share | DOR | (empty)
Flagg Hall | 1207 S Fourth St | On | Owned | Yes | No | 00 | 0051 | 100 | NA | NA | XXX04 | Women's Public Restroom | No | PP
[7 empty] | 0053 | 100 | NA | NA | XXX03 | Men's Public Restroom | No | PP
[6 empty] | 03 | 0319B | 100 | NA | NA | XXX04 | Women's Public Restroom | No | PP
[6 empty] | 04 | 0417B | 100 | NA | NA | XXX03 | Men's Public Restroom | No | PP
Memorial Stadium | 1402 S First St | On | Owned | No | Yes | 01 | 1321 | 100 | NA | NA | XXX04 | Women's Public Restroom | No | DEPT
Chanute Facility #913 | (empty) | (empty) | (empty) | (empty) | (empty) | (empty) | N/A | (empty) | (empty) | (empty) | (empty) | Newly Installed South Restroom | (empty) | (empty)
Chanute Facility #914 | (empty) | (empty) | (empty) | (empty) | (empty) | (empty) | N/A | (empty) | (empty) | (empty) | (empty) | Newly Installed North Restroom | (empty) | (empty)

## 0090
Building Code | - multiple -
Building Name | Address | On or Off Campus | Ownership | State Supported | Auxiliary | Floor Code | Room Code | % of Space | Department Name | Org Code | Actual Room Use | Use Descrption | Split/Share | DOR | (empty)
Memorial Stadium | 1402 S First St | On | Owned | No | Yes | 01 | 1321 | 100 | NA | NA | XXX04 | Women's Public Restroom | No | DEPT
Noble Hall | 1209 S Fourth St | On | Owned | Yes | No | 00 | 0014 | 100 | NA | NA | XXX03 | Men's Public Restroom | No | PP
[7 empty] | 0016 | 100 | NA | NA | XXX04 | Women's Public Restroom | No | PP
[6 empty] | 01 | 0112 | 100 | NA | NA | XXX03 | Men's Public Restroom | No | PP
[7 empty] | 0114 | 100 | NA | NA | XXX04 | Women's Public Restroom | No | PP
[6 empty] | 02 | 0212 | 100 | NA | NA | XXX03 | Men's Public Restroom | No | PP
[7 empty] | 0214 | 100 | NA | NA | XXX04 | Women's Public Restroom | No | PP
[6 empty] | 03 | 0312 | 100 | NA | NA | XXX03 | Men's Public Restroom | No | PP
[7 empty] | 0314 | 100 | NA | NA | XXX04 | Women's Public Restroom | No | PP
[6 empty] | 04 | 0412 | 100 | NA | NA | XXX03 | Men's Public Restroom | No | PP
[7 empty] | 0414 | 100 | NA | NA | XXX04 | Women's Public Restroom | No | PP
Chanute Facility #913 | (empty) | (empty) | (empty) | (empty) | (empty) | (empty) | N/A | (empty) | (empty) | (empty) | (empty) | Newly Installed South Restroom | (empty) | (empty)
Chanute Facility #914 | (empty) | (empty) | (empty) | (empty) | (empty) | (empty) | N/A | (empty) | (empty) | (empty) | (empty) | Newly Installed North Restroom | (empty) | (empty)

## 0092
Building Code | - multiple -
Building Name | Address | On or Off Campus | Ownership | State Supported | Auxiliary | Floor Code | Room Code | % of Space | Department Name | Org Code | Actual Room Use | Use Descrption | Split/Share | DOR | (empty)
Memorial Stadium | 1402 S First St | On | Owned | No | Yes | 01 | 1321 | 100 | NA | NA | XXX04 | Women's Public Restroom | No | DEPT
Taft Hall | 1213 S Fourth St | On | Owned | No | Yes | 00 | 0103 | 100 | NA | NA | XXX05 | All-Gender Public Restroom | No | DEPT
[6 empty] | 0B | 0003 | 100 | NA | NA | XXX04 | Women's Public Restroom | No | DEPT
[7 empty] | 0009 | 100 | NA | NA | XXX03 | Men's Public Restroom | No | DEPT
Chanute Facility #913 | (empty) | (empty) | (empty) | (empty) | (empty) | (empty) | N/A | (empty) | (empty) | (empty) | (empty) | Newly Installed South Restroom | (empty) | (empty)
Chanute Facility #914 | (empty) | (empty) | (empty) | (empty) | (empty) | (empty) | N/A | (empty) | (empty) | (empty) | (empty) | Newly Installed North Restroom | (empty) | (empty)

## 0094
Building Code | - multiple -
Building Name | Address | On or Off Campus | Ownership | State Supported | Auxiliary | Floor Code | Room Code | % of Space | Department Name | Org Code | Actual Room Use | Use Descrption | Split/Share | DOR | (empty)
Alice Campbell Alumni Center | 601 S Lincoln Ave | On | Owned | Yes | No | 00 | 0006 | 100 | NA | NA | XXX04 | Women's Public Restroom | No | PP
[7 empty] | 0008 | 100 | NA | NA | XXX03 | Men's Public Restroom | No | PP
[6 empty] | 01 | 1006 | 100 | NA | NA | XXX04 | Women's Public Restroom | No | PP
[7 empty] | 1008 | 100 | NA | NA | XXX03 | Men's Public Restroom | No | PP
[6 empty] | 02 | 2006 | 100 | NA | NA | XXX04 | Women's Public Restroom | No | PP
[7 empty] | 2008 | 100 | NA | NA | XXX03 | Men's Public Restroom | No | PP
[7 empty] | 2013E1 | 100 | UI Alumni Alliance | AMAM1637 | 31533 | Office Service - Restroom | No | PP
[6 empty] | 03 | 3006 | 100 | NA | NA | XXX04 | Women's Public Restroom | No | PP
[7 empty] | 3008 | 100 | NA | NA | XXX03 | Men's Public Restroom | No | PP
Memorial Stadium | 1402 S First St | On | Owned | No | Yes | 01 | 1321 | 100 | NA | NA | XXX04 | Women's Public Restroom | No | DEPT
Chanute Facility #913 | (empty) | (empty) | (empty) | (empty) | (empty) | (empty) | N/A | (empty) | (empty) | (empty) | (empty) | Newly Installed South Restroom | (empty) | (empty)
Chanute Facility #914 | (empty) | (empty) | (empty) | (empty) | (empty) | (empty) | N/A | (empty) | (empty) | (empty) | (empty) | Newly Installed North Restroom | (empty) | (empty)

## 0095
Building Code | - multiple -
Building Name | Address | On or Off Campus | Ownership | State Supported | Auxiliary | Floor Code | Room Code | % of Space | Department Name | Org Code | Actual Room Use | Use Descrption | Split/Share | DOR | (empty)
Memorial Stadium | 1402 S First St | On | Owned | No | Yes | 01 | 1321 | 100 | NA | NA | XXX04 | Women's Public Restroom | No | DEPT
Superconductivity Center | 100 S Goodwin Ave | On | Owned | Yes | No | 00 | 0023 | 100 | NA | NA | XXX04 | Women's Public Restroom | No | PP
[6 empty] | 01 | 1001 | 100 | NA | NA | XXX03 | Men's Public Restroom | No | PP
[7 empty] | 1025 | 100 | NA | NA | XXX04 | Women's Public Restroom | No | PP
[6 empty] | 02 | 2002 | 100 | NA | NA | XXX03 | Men's Public Restroom | No | PP
[7 empty] | 2018 | 100 | NA | NA | XXX04 | Women's Public Restroom | No | PP
[6 empty] | 03 | 3004 | 100 | NA | NA | XXX03 | Men's Public Restroom | No | PP
[7 empty] | 3025 | 100 | NA | NA | XXX04 | Women's Public Restroom | No | PP
Chanute Facility #913 | (empty) | (empty) | (empty) | (empty) | (empty) | (empty) | N/A | (empty) | (empty) | (empty) | (empty) | Newly Installed South Restroom | (empty) | (empty)
Chanute Facility #914 | (empty) | (empty) | (empty) | (empty) | (empty) | (empty) | N/A | (empty) | (empty) | (empty) | (empty) | Newly Installed North Restroom | (empty) | (empty)

## 0099
Building Code | - multiple -
Building Name | Address | On or Off Campus | Ownership | State Supported | Auxiliary | Floor Code | Room Code | % of Space | Department Name | Org Code | Actual Room Use | Use Descrption | Split/Share | DOR | (empty)
Memorial Stadium | 1402 S First St | On | Owned | No | Yes | 01 | 1321 | 100 | NA | NA | XXX04 | Women's Public Restroom | No | DEPT
Undergraduate Library | 1402 Gregory Dr | On | Owned | Yes | No | 00 | 0246 | 100 | NA | NA | XXX04 | Women's Public Restroom | No | PP
[7 empty] | 0259 | 100 | NA | NA | XXX03 | Men's Public Restroom | No | PP
[7 empty] | 0297 | 100 | NA | NA | XXX03 | Men's Public Restroom | No | PP
[6 empty] | SB | 0146 | 100 | NA | NA | XXX04 | Women's Public Restroom | No | PP
[7 empty] | 0159 | 100 | NA | NA | XXX03 | Men's Public Restroom | No | PP
[7 empty] | 0197 | 100 | NA | NA | XXX04 | Women's Public Restroom | No | PP
Chanute Facility #913 | (empty) | (empty) | (empty) | (empty) | (empty) | (empty) | N/A | (empty) | (empty) | (empty) | (empty) | Newly Installed South Restroom | (empty) | (empty)
Chanute Facility #914 | (empty) | (empty) | (empty) | (empty) | (empty) | (empty) | N/A | (empty) | (empty) | (empty) | (empty) | Newly Installed North Restroom | (empty) | (empty)

## 0100
Building Code | - multiple -
Building Name | Address | On or Off Campus | Ownership | State Supported | Auxiliary | Floor Code | Room Code | % of Space | Department Name | Org Code | Actual Room Use | Use Descrption | Split/Share | DOR | (empty)
Memorial Stadium | 1402 S First St | On | Owned | No | Yes | 01 | 1321 | 100 | NA | NA | XXX04 | Women's Public Restroom | No | DEPT
President's House | 711 W Florida Ave | On | Owned | Yes | No | 01 | 0102 | 100 | NA | NA | XXX03 | Men's Public Restroom | No | PP
[7 empty] | 0102A | 100 | NA | NA | XXX03 | Men's Public Restroom | No | PP
[7 empty] | 0112 | 100 | NA | NA | XXX04 | Women's Public Restroom | No | PP
[7 empty] | 0112A | 100 | NA | NA | XXX04 | Women's Public Restroom | No | PP
Chanute Facility #913 | (empty) | (empty) | (empty) | (empty) | (empty) | (empty) | N/A | (empty) | (empty) | (empty) | (empty) | Newly Installed South Restroom | (empty) | (empty)
Chanute Facility #914 | (empty) | (empty) | (empty) | (empty) | (empty) | (empty) | N/A | (empty) | (empty) | (empty) | (empty) | Newly Installed North Restroom | (empty) | (empty)

## 0102
Building Code | - multiple -
Building Name | Address | On or Off Campus | Ownership | State Supported | Auxiliary | Floor Code | Room Code | % of Space | Department Name | Org Code | Actual Room Use | Use Descrption | Split/Share | DOR | (empty)
Memorial Stadium | 1402 S First St | On | Owned | No | Yes | 01 | 1321 | 100 | NA | NA | XXX04 | Women's Public Restroom | No | DEPT
Saunders Hall | 902 College Ct | On | Owned | No | Yes | 00 | 0043A | 100 | NA | NA | XXX05 | All-Gender Public Restroom | No | DEPT
[7 empty] | 0043B | 100 | NA | NA | XXX05 | All-Gender Public Restroom | No | DEPT
[7 empty] | 0043C | 100 | NA | NA | XXX05 | All-Gender Public Restroom | No | DEPT
[7 empty] | 0043D | 100 | NA | NA | XXX05 | All-Gender Public Restroom | No | DEPT
[7 empty] | 0043E | 100 | NA | NA | XXX05 | All-Gender Public Restroom | No | DEPT
[6 empty] | 01 | 0142A | 100 | NA | NA | XXX05 | All-Gender Public Restroom | No | DEPT
[7 empty] | 0142B | 100 | NA | NA | XXX05 | All-Gender Public Restroom | No | DEPT
[7 empty] | 0142C | 100 | NA | NA | XXX05 | All-Gender Public Restroom | No | DEPT
[7 empty] | 0142D | 100 | NA | NA | XXX05 | All-Gender Public Restroom | No | DEPT
[7 empty] | 0142E | 100 | NA | NA | XXX05 | All-Gender Public Restroom | No | DEPT
[7 empty] | 0143A | 100 | NA | NA | XXX05 | All-Gender Public Restroom | No | DEPT
[7 empty] | 0143B | 100 | NA | NA | XXX05 | All-Gender Public Restroom | No | DEPT
[7 empty] | 0143C | 100 | NA | NA | XXX05 | All-Gender Public Restroom | No | DEPT
[7 empty] | 0143D | 100 | NA | NA | XXX05 | All-Gender Public Restroom | No | DEPT
[6 empty] | 02 | 0242A | 100 | NA | NA | XXX05 | All-Gender Public Restroom | No | DEPT
[7 empty] | 0242B | 100 | NA | NA | XXX05 | All-Gender Public Restroom | No | DEPT
[7 empty] | 0242C | 100 | NA | NA | XXX05 | All-Gender Public Restroom | No | DEPT
[7 empty] | 0242D | 100 | NA | NA | XXX05 | All-Gender Public Restroom | No | DEPT
[7 empty] | 0242E | 100 | NA | NA | XXX05 | All-Gender Public Restroom | No | DEPT
[7 empty] | 0243A | 100 | NA | NA | XXX05 | All-Gender Public Restroom | No | DEPT
[7 empty] | 0243B | 100 | NA | NA | XXX05 | All-Gender Public Restroom | No | DEPT
[7 empty] | 0243C | 100 | NA | NA | XXX05 | All-Gender Public Restroom | No | DEPT
[7 empty] | 0243D | 100 | NA | NA | XXX05 | All-Gender Public Restroom | No | DEPT
[6 empty] | 03 | 0342A | 100 | NA | NA | XXX05 | All-Gender Public Restroom | No | DEPT
[7 empty] | 0342B | 100 | NA | NA | XXX05 | All-Gender Public Restroom | No | DEPT
[7 empty] | 0342C | 100 | NA | NA | XXX05 | All-Gender Public Restroom | No | DEPT
[7 empty] | 0342D | 100 | NA | NA | XXX05 | All-Gender Public Restroom | No | DEPT
[7 empty] | 0342E | 100 | NA | NA | XXX05 | All-Gender Public Restroom | No | DEPT
[7 empty] | 0343A | 100 | NA | NA | XXX05 | All-Gender Public Restroom | No | DEPT
[7 empty] | 0343B | 100 | NA | NA | XXX05 | All-Gender Public Restroom | No | DEPT
[7 empty] | 0343C | 100 | NA | NA | XXX05 | All-Gender Public Restroom | No | DEPT
[7 empty] | 0343D | 100 | NA | NA | XXX05 | All-Gender Public Restroom | No | DEPT
[6 empty] | 04 | 0442A | 100 | NA | NA | XXX05 | All-Gender Public Restroom | No | DEPT
[7 empty] | 0442B | 100 | NA | NA | XXX05 | All-Gender Public Restroom | No | DEPT
[7 empty] | 0442C | 100 | NA | NA | XXX05 | All-Gender Public Restroom | No | DEPT
[7 empty] | 0442D | 100 | NA | NA | XXX05 | All-Gender Public Restroom | No | DEPT
[7 empty] | 0442E | 100 | NA | NA | XXX05 | All-Gender Public Restroom | No | DEPT
[7 empty] | 0443A | 100 | NA | NA | XXX05 | All-Gender Public Restroom | No | DEPT
[7 empty] | 0443B | 100 | NA | NA | XXX05 | All-Gender Public Restroom | No | DEPT
[7 empty] | 0443C | 100 | NA | NA | XXX05 | All-Gender Public Restroom | No | DEPT
[7 empty] | 0443D | 100 | NA | NA | XXX05 | All-Gender Public Restroom | No | DEPT
Chanute Facility #913 | (empty) | (empty) | (empty) | (empty) | (empty) | (empty) | N/A | (empty) | (empty) | (empty) | (empty) | Newly Installed South Restroom | (empty) | (empty)
Chanute Facility #914 | (empty) | (empty) | (empty) | (empty) | (empty) | (empty) | N/A | (empty) | (empty) | (empty) | (empty) | Newly Installed North Restroom | (empty) | (empty)

## 0103
Building Code | - multiple -
Building Name | Address | On or Off Campus | Ownership | State Supported | Auxiliary | Floor Code | Room Code | % of Space | Department Name | Org Code | Actual Room Use | Use Descrption | Split/Share | DOR | (empty)
Babcock Hall | 1002 College Ct | On | Owned | No | Yes | 00 | 0043A | 100 | NA | NA | XXX05 | All-Gender Public Restroom | No | DEPT
[7 empty] | 0043B | 100 | NA | NA | XXX05 | All-Gender Public Restroom | No | DEPT
[7 empty] | 0043C | 100 | NA | NA | XXX05 | All-Gender Public Restroom | No | DEPT
[7 empty] | 0043D | 100 | NA | NA | XXX05 | All-Gender Public Restroom | No | DEPT
[7 empty] | 0043E | 100 | NA | NA | XXX05 | All-Gender Public Restroom | No | DEPT
[6 empty] | 01 | 0142A | 100 | NA | NA | XXX05 | All-Gender Public Restroom | No | DEPT
[7 empty] | 0142B | 100 | NA | NA | XXX05 | All-Gender Public Restroom | No | DEPT
[7 empty] | 0142C | 100 | NA | NA | XXX05 | All-Gender Public Restroom | No | DEPT
[7 empty] | 0142D | 100 | NA | NA | XXX05 | All-Gender Public Restroom | No | DEPT
[7 empty] | 0142E | 100 | NA | NA | XXX05 | All-Gender Public Restroom | No | DEPT
[7 empty] | 0143A | 100 | NA | NA | XXX05 | All-Gender Public Restroom | No | DEPT
[7 empty] | 0143B | 100 | NA | NA | XXX05 | All-Gender Public Restroom | No | DEPT
[7 empty] | 0143C | 100 | NA | NA | XXX05 | All-Gender Public Restroom | No | DEPT
[7 empty] | 0143D | 100 | NA | NA | XXX05 | All-Gender Public Restroom | No | DEPT
[6 empty] | 02 | 0242A | 100 | NA | NA | XXX05 | All-Gender Public Restroom | No | DEPT
[7 empty] | 0242B | 100 | NA | NA | XXX05 | All-Gender Public Restroom | No | DEPT
[7 empty] | 0242C | 100 | NA | NA | XXX05 | All-Gender Public Restroom | No | DEPT
[7 empty] | 0242D | 100 | NA | NA | XXX05 | All-Gender Public Restroom | No | DEPT
[7 empty] | 0242E | 100 | NA | NA | XXX05 | All-Gender Public Restroom | No | DEPT
[7 empty] | 0243A | 100 | NA | NA | XXX05 | All-Gender Public Restroom | No | DEPT
[7 empty] | 0243B | 100 | NA | NA | XXX05 | All-Gender Public Restroom | No | DEPT
[7 empty] | 0243C | 100 | NA | NA | XXX05 | All-Gender Public Restroom | No | DEPT
[7 empty] | 0243D | 100 | NA | NA | XXX05 | All-Gender Public Restroom | No | DEPT
[6 empty] | 03 | 0342A | 100 | NA | NA | XXX05 | All-Gender Public Restroom | No | DEPT
[7 empty] | 0342B | 100 | NA | NA | XXX05 | All-Gender Public Restroom | No | DEPT
[7 empty] | 0342C | 100 | NA | NA | XXX05 | All-Gender Public Restroom | No | DEPT
[7 empty] | 0342D | 100 | NA | NA | XXX05 | All-Gender Public Restroom | No | DEPT
[7 empty] | 0342E | 100 | NA | NA | XXX05 | All-Gender Public Restroom | No | DEPT
[7 empty] | 0343A | 100 | NA | NA | XXX05 | All-Gender Public Restroom | No | DEPT
[7 empty] | 0343B | 100 | NA | NA | XXX05 | All-Gender Public Restroom | No | DEPT
[7 empty] | 0343C | 100 | NA | NA | XXX05 | All-Gender Public Restroom | No | DEPT
[7 empty] | 0343D | 100 | NA | NA | XXX05 | All-Gender Public Restroom | No | DEPT
[6 empty] | 04 | 0442A | 100 | NA | NA | XXX05 | All-Gender Public Restroom | No | DEPT
[7 empty] | 0442B | 100 | NA | NA | XXX05 | All-Gender Public Restroom | No | DEPT
[7 empty] | 0442C | 100 | NA | NA | XXX05 | All-Gender Public Restroom | No | DEPT
[7 empty] | 0442D | 100 | NA | NA | XXX05 | All-Gender Public Restroom | No | DEPT
[7 empty] | 0442E | 100 | NA | NA | XXX05 | All-Gender Public Restroom | No | DEPT
[7 empty] | 0443A | 100 | NA | NA | XXX05 | All-Gender Public Restroom | No | DEPT
[7 empty] | 0443B | 100 | NA | NA | XXX05 | All-Gender Public Restroom | No | DEPT
[7 empty] | 0443C | 100 | NA | NA | XXX05 | All-Gender Public Restroom | No | DEPT
[7 empty] | 0443D | 100 | NA | NA | XXX05 | All-Gender Public Restroom | No | DEPT
Memorial Stadium | 1402 S First St | On | Owned | No | Yes | 01 | 1321 | 100 | NA | NA | XXX04 | Women's Public Restroom | No | DEPT
Chanute Facility #913 | (empty) | (empty) | (empty) | (empty) | (empty) | (empty) | N/A | (empty) | (empty) | (empty) | (empty) | Newly Installed South Restroom | (empty) | (empty)
Chanute Facility #914 | (empty) | (empty) | (empty) | (empty) | (empty) | (empty) | N/A | (empty) | (empty) | (empty) | (empty) | Newly Installed North Restroom | (empty) | (empty)

## 0105
Building Code | - multiple -
Building Name | Address | On or Off Campus | Ownership | State Supported | Auxiliary | Floor Code | Room Code | % of Space | Department Name | Org Code | Actual Room Use | Use Descrption | Split/Share | DOR | (empty)
Memorial Stadium | 1402 S First St | On | Owned | No | Yes | 01 | 1321 | 100 | NA | NA | XXX04 | Women's Public Restroom | No | DEPT
Pennsylvania Lounge Building | 906 College Ct | On | Owned | No | Yes | 01 | 0109 | 100 | NA | NA | XXX04 | Women's Public Restroom | No | DEPT
[7 empty] | 0126 | 100 | NA | NA | XXX03 | Men's Public Restroom | No | DEPT
Chanute Facility #913 | (empty) | (empty) | (empty) | (empty) | (empty) | (empty) | N/A | (empty) | (empty) | (empty) | (empty) | Newly Installed South Restroom | (empty) | (empty)
Chanute Facility #914 | (empty) | (empty) | (empty) | (empty) | (empty) | (empty) | N/A | (empty) | (empty) | (empty) | (empty) | Newly Installed North Restroom | (empty) | (empty)

## 0106
Building Code | - multiple -
Building Name | Address | On or Off Campus | Ownership | State Supported | Auxiliary | Floor Code | Room Code | % of Space | Department Name | Org Code | Actual Room Use | Use Descrption | Split/Share | DOR | (empty)
Illini Union Bookstore | 807/809 S Wright St | On | Owned | Split | Yes | 00 | 0016 | 100 | NA | NA | XXX04 | Women's Public Restroom | No | SPLIT
[7 empty] | 0017 | 100 | NA | NA | XXX03 | Men's Public Restroom | No | SPLIT
[6 empty] | 02 | 0207 | 100 | NA | NA | XXX04 | Women's Public Restroom | No | SPLIT
[7 empty] | 0210 | 100 | NA | NA | XXX03 | Men's Public Restroom | No | SPLIT
[6 empty] | 03 | 0306 | 100 | NA | NA | XXX04 | Women's Public Restroom | No | SPLIT
[7 empty] | 0308 | 100 | NA | NA | XXX03 | Men's Public Restroom | No | SPLIT
[6 empty] | 04 | 0407 | 100 | NA | NA | XXX04 | Women's Public Restroom | No | SPLIT
[7 empty] | 0409 | 100 | NA | NA | XXX03 | Men's Public Restroom | No | SPLIT
[6 empty] | 05 | 0507 | 100 | NA | NA | XXX03 | Men's Public Restroom | No | SPLIT
[7 empty] | 0509 | 100 | NA | NA | XXX04 | Women's Public Restroom | No | SPLIT
Memorial Stadium | 1402 S First St | On | Owned | No | Yes | 01 | 1321 | 100 | NA | NA | XXX04 | Women's Public Restroom | No | DEPT
Chanute Facility #913 | (empty) | (empty) | (empty) | (empty) | (empty) | (empty) | N/A | (empty) | (empty) | (empty) | (empty) | Newly Installed South Restroom | (empty) | (empty)
Chanute Facility #914 | (empty) | (empty) | (empty) | (empty) | (empty) | (empty) | N/A | (empty) | (empty) | (empty) | (empty) | Newly Installed North Restroom | (empty) | (empty)

## 0108
Building Code | - multiple -
Building Name | Address | On or Off Campus | Ownership | State Supported | Auxiliary | Floor Code | Room Code | % of Space | Department Name | Org Code | Actual Room Use | Use Descrption | Split/Share | DOR | (empty)
Computing Applications Building | 605 E Springfield Ave | On | Owned | Yes | No | 00 | 0046 | 100 | NA | NA | XXX04 | Women's Public Restroom | No | PP
[7 empty] | 0058 | 100 | NA | NA | XXX03 | Men's Public Restroom | No | PP
[6 empty] | 01 | 0170 | 100 | NA | NA | XXX03 | Men's Public Restroom | No | PP
[7 empty] | 0172 | 100 | NA | NA | XXX04 | Women's Public Restroom | No | PP
[6 empty] | 02 | 0244 | 100 | NA | NA | XXX04 | Women's Public Restroom | No | PP
[7 empty] | 0248 | 100 | NA | NA | XXX03 | Men's Public Restroom | No | PP
Memorial Stadium | 1402 S First St | On | Owned | No | Yes | 01 | 1321 | 100 | NA | NA | XXX04 | Women's Public Restroom | No | DEPT
Chanute Facility #913 | (empty) | (empty) | (empty) | (empty) | (empty) | (empty) | N/A | (empty) | (empty) | (empty) | (empty) | Newly Installed South Restroom | (empty) | (empty)
Chanute Facility #914 | (empty) | (empty) | (empty) | (empty) | (empty) | (empty) | N/A | (empty) | (empty) | (empty) | (empty) | Newly Installed North Restroom | (empty) | (empty)

## 0109
Building Code | - multiple -
Building Name | Address | On or Off Campus | Ownership | State Supported | Auxiliary | Floor Code | Room Code | % of Space | Department Name | Org Code | Actual Room Use | Use Descrption | Split/Share | DOR | (empty)
Memorial Stadium | 1402 S First St | On | Owned | No | Yes | 01 | 1321 | 100 | NA | NA | XXX04 | Women's Public Restroom | No | DEPT
Natural Resources Building | 607 Peabody Dr | On | Owned | Yes | No | 00 | 0064 | 100 | NA | NA | XXX03 | Men's Public Restroom | No | PP
[6 empty] | 01 | 0108 | 100 | NA | NA | XXX03 | Men's Public Restroom | No | PP
[7 empty] | 0127A | 100 | IL State Geological Survey | NPNP1547 | 31533 | Office Service - Restroom | No | PP
[7 empty] | 0138 | 100 | NA | NA | XXX03 | Men's Public Restroom | No | PP
[7 empty] | 0162 | 100 | NA | NA | XXX04 | Women's Public Restroom | No | PP
[7 empty] | 0173A | 100 | Prairie Research Institute | NPNP1332 | 31533 | Office Service - Restroom | No | PP
[7 empty] | 0192A | 100 | NA | NA | XXX05 | All-Gender Public Restroom | No | PP
[7 empty] | 0192B | 100 | NA | NA | XXX05 | All-Gender Public Restroom | No | PP
[6 empty] | 02 | 0208 | 100 | NA | NA | XXX04 | Women's Public Restroom | No | PP
[7 empty] | 0260 | 100 | NA | NA | XXX03 | Men's Public Restroom | No | PP
[7 empty] | 0262 | 100 | NA | NA | XXX04 | Women's Public Restroom | No | PP
[7 empty] | 0292 | 100 | NA | NA | XXX03 | Men's Public Restroom | No | PP
[6 empty] | 03 | 0308 | 100 | NA | NA | XXX03 | Men's Public Restroom | No | PP
[7 empty] | 0362 | 100 | NA | NA | XXX03 | Men's Public Restroom | No | PP
[7 empty] | 0392 | 100 | NA | NA | XXX04 | Women's Public Restroom | No | PP
[6 empty] | 04 | 0408 | 100 | NA | NA | XXX04 | Women's Public Restroom | No | PP
[7 empty] | 0492 | 100 | NA | NA | XXX03 | Men's Public Restroom | No | PP
Chanute Facility #913 | (empty) | (empty) | (empty) | (empty) | (empty) | (empty) | N/A | (empty) | (empty) | (empty) | (empty) | Newly Installed South Restroom | (empty) | (empty)
Chanute Facility #914 | (empty) | (empty) | (empty) | (empty) | (empty) | (empty) | N/A | (empty) | (empty) | (empty) | (empty) | Newly Installed North Restroom | (empty) | (empty)

## 0110
Building Code | - multiple -
Building Name | Address | On or Off Campus | Ownership | State Supported | Auxiliary | Floor Code | Room Code | % of Space | Department Name | Org Code | Actual Room Use | Use Descrption | Split/Share | DOR | (empty)
Memorial Stadium | 1402 S First St | On | Owned | No | Yes | 01 | 1321 | 100 | NA | NA | XXX04 | Women's Public Restroom | No | DEPT
Nuclear Physics Laboratory | 23 Stadium Dr | On | Owned | Yes | No | 02 | 0217 | 100 | NA | NA | XXX04 | Women's Public Restroom | No | PP
[7 empty] | 0221 | 100 | NA | NA | XXX03 | Men's Public Restroom | No | PP
Chanute Facility #913 | (empty) | (empty) | (empty) | (empty) | (empty) | (empty) | N/A | (empty) | (empty) | (empty) | (empty) | Newly Installed South Restroom | (empty) | (empty)
Chanute Facility #914 | (empty) | (empty) | (empty) | (empty) | (empty) | (empty) | N/A | (empty) | (empty) | (empty) | (empty) | Newly Installed North Restroom | (empty) | (empty)

## 0111
Building Code | - multiple -
Building Name | Address | On or Off Campus | Ownership | State Supported | Auxiliary | Floor Code | Room Code | % of Space | Department Name | Org Code | Actual Room Use | Use Descrption | Split/Share | DOR | (empty)
Busey Hall | 1111 W Nevada St | On | Owned | No | Yes | 01 | 0138 | 100 | NA | NA | XXX03 | Men's Public Restroom | No | DEPT
[7 empty] | 0139 | 100 | NA | NA | XXX04 | Women's Public Restroom | No | DEPT
Memorial Stadium | 1402 S First St | On | Owned | No | Yes | 01 | 1321 | 100 | NA | NA | XXX04 | Women's Public Restroom | No | DEPT
Chanute Facility #913 | (empty) | (empty) | (empty) | (empty) | (empty) | (empty) | N/A | (empty) | (empty) | (empty) | (empty) | Newly Installed South Restroom | (empty) | (empty)
Chanute Facility #914 | (empty) | (empty) | (empty) | (empty) | (empty) | (empty) | N/A | (empty) | (empty) | (empty) | (empty) | Newly Installed North Restroom | (empty) | (empty)

## 0112
Building Code | - multiple -
Building Name | Address | On or Off Campus | Ownership | State Supported | Auxiliary | Floor Code | Room Code | % of Space | Department Name | Org Code | Actual Room Use | Use Descrption | Split/Share | DOR | (empty)
Memorial Stadium | 1402 S First St | On | Owned | No | Yes | 01 | 1321 | 100 | NA | NA | XXX04 | Women's Public Restroom | No | DEPT
Sidney Lu Mechanical Engineering Building | 1206 W Green St | On | Owned | Yes | No | 00 | 0050 | 100 | NA | NA | XXX05 | All-Gender Public Restroom | No | PP
[6 empty] | 01 | 0121A | 100 | NA | NA | XXX04 | Women's Public Restroom | No | PP
[7 empty] | 0121B | 100 | NA | NA | XXX03 | Men's Public Restroom | No | PP
[7 empty] | 0129 | 100 | NA | NA | XXX04 | Women's Public Restroom | No | PP
[7 empty] | 0169 | 100 | NA | NA | XXX03 | Men's Public Restroom | No | PP
[7 empty] | C0121 | 100 | NA | NA | XXX03 | Men's Public Restroom | No | PP
[6 empty] | 02 | 0229 | 100 | NA | NA | XXX03 | Men's Public Restroom | No | PP
[7 empty] | 0265A | 100 | NA | NA | XXX04 | Women's Public Restroom | No | PP
[7 empty] | 0265B | 100 | NA | NA | XXX04 | Women's Public Restroom | No | PP
[7 empty] | 0265C | 100 | NA | NA | XXX04 | Women's Public Restroom | No | PP
[6 empty] | 03 | 0348 | 100 | NA | NA | XXX04 | Women's Public Restroom | No | PP
Chanute Facility #913 | (empty) | (empty) | (empty) | (empty) | (empty) | (empty) | N/A | (empty) | (empty) | (empty) | (empty) | Newly Installed South Restroom | (empty) | (empty)
Chanute Facility #914 | (empty) | (empty) | (empty) | (empty) | (empty) | (empty) | N/A | (empty) | (empty) | (empty) | (empty) | Newly Installed North Restroom | (empty) | (empty)

## 0116
Building Code | - multiple -
Building Name | Address | On or Off Campus | Ownership | State Supported | Auxiliary | Floor Code | Room Code | % of Space | Department Name | Org Code | Actual Room Use | Use Descrption | Split/Share | DOR | (empty)
Memorial Stadium | 1402 S First St | On | Owned | No | Yes | 01 | 1321 | 100 | NA | NA | XXX04 | Women's Public Restroom | No | DEPT
Roger Adams Laboratory | 600 S Mathews Ave | On | Owned | Yes | No | 00 | 0003 | 100 | NA | NA | XXX03 | Men's Public Restroom | No | PP
[7 empty] | 0031 | 100 | NA | NA | XXX03 | Men's Public Restroom | No | PP
[7 empty] | 0034 | 100 | NA | NA | XXX04 | Women's Public Restroom | No | PP
[6 empty] | 01 | 0102 | 100 | NA | NA | XXX03 | Men's Public Restroom | No | PP
[7 empty] | 0131 | 100 | NA | NA | XXX03 | Men's Public Restroom | No | PP
[7 empty] | 0134 | 100 | NA | NA | XXX04 | Women's Public Restroom | No | PP
[7 empty] | 0198 | 100 | NA | NA | XXX04 | Women's Public Restroom | No | PP
[6 empty] | 02 | 0202 | 100 | NA | NA | XXX03 | Men's Public Restroom | No | PP
[7 empty] | 0231 | 100 | NA | NA | XXX03 | Men's Public Restroom | No | PP
[7 empty] | 0234 | 100 | NA | NA | XXX04 | Women's Public Restroom | No | PP
[7 empty] | 0296 | 100 | NA | NA | XXX04 | Women's Public Restroom | No | PP
[6 empty] | 03 | 0302 | 100 | NA | NA | XXX03 | Men's Public Restroom | No | PP
[7 empty] | 0331 | 100 | NA | NA | XXX03 | Men's Public Restroom | No | PP
[7 empty] | 0334 | 100 | NA | NA | XXX04 | Women's Public Restroom | No | PP
[7 empty] | 0396C | 100 | NA | NA | XXX04 | Women's Public Restroom | No | PP
[6 empty] | 04 | 0402 | 100 | NA | NA | XXX03 | Men's Public Restroom | No | PP
[7 empty] | 0431 | 100 | NA | NA | XXX03 | Men's Public Restroom | No | PP
[7 empty] | 0434 | 100 | NA | NA | XXX04 | Women's Public Restroom | No | PP
[6 empty] | B0 | B0031 | 100 | NA | NA | XXX04 | Women's Public Restroom | No | PP
[7 empty] | B0032 | 100 | NA | NA | XXX03 | Men's Public Restroom | No | PP
Chanute Facility #913 | (empty) | (empty) | (empty) | (empty) | (empty) | (empty) | N/A | (empty) | (empty) | (empty) | (empty) | Newly Installed South Restroom | (empty) | (empty)
Chanute Facility #914 | (empty) | (empty) | (empty) | (empty) | (empty) | (empty) | N/A | (empty) | (empty) | (empty) | (empty) | Newly Installed North Restroom | (empty) | (empty)

## 0117
Building Code | - multiple -
Building Name | Address | On or Off Campus | Ownership | State Supported | Auxiliary | Floor Code | Room Code | % of Space | Department Name | Org Code | Actual Room Use | Use Descrption | Split/Share | DOR | (empty)
Memorial Stadium | 1402 S First St | On | Owned | No | Yes | 01 | 1321 | 100 | NA | NA | XXX04 | Women's Public Restroom | No | DEPT
Nuclear Engineering Laboratory | 103 S Goodwin Ave | On | Owned | Yes | No | 01 | 0103 | 100 | NA | NA | XXX03 | Men's Public Restroom | No | PP
[7 empty] | 0134 | 100 | NA | NA | XXX04 | Women's Public Restroom | No | PP
[7 empty] | 133 | 100 | NA | NA | XXX03 | Men's Public Restroom | No | PP
[6 empty] | 02 | 0210 | 100 | NA | NA | XXX04 | Women's Public Restroom | No | PP
Chanute Facility #913 | (empty) | (empty) | (empty) | (empty) | (empty) | (empty) | N/A | (empty) | (empty) | (empty) | (empty) | Newly Installed South Restroom | (empty) | (empty)
Chanute Facility #914 | (empty) | (empty) | (empty) | (empty) | (empty) | (empty) | N/A | (empty) | (empty) | (empty) | (empty) | Newly Installed North Restroom | (empty) | (empty)

## 0118
Building Code | - multiple -
Building Name | Address | On or Off Campus | Ownership | State Supported | Auxiliary | Floor Code | Room Code | % of Space | Department Name | Org Code | Actual Room Use | Use Descrption | Split/Share | DOR | (empty)
Activities & Recreation Center | 201 Peabody Dr | On | Owned | No | Yes | 00 | 0100A | 100 | NA | NA | XXX04 | Women's Public Restroom | No | DEPT
[7 empty] | 0100B | 100 | NA | NA | XXX03 | Men's Public Restroom | No | DEPT
[6 empty] | 01 | 1193 | 100 | Division of Campus Recreation | NQNQ0571 | 52505 | Athletic_Physical Education Service - Locker Room | No | DEPT
[7 empty] | 1195 | 100 | Division of Campus Recreation | NQNQ0571 | 52505 | Athletic_Physical Education Service - Locker Room | No | DEPT
[7 empty] | 1195P | 100 | Division of Campus Recreation | NQNQ0571 | 52505 | Athletic_Physical Education Service - Locker Room | No | DEPT
[7 empty] | 1325A | 100 | Division of Campus Recreation | NQNQ0571 | 52510 | Athletic_Physical Education Service - Shower Room | No | DEPT
[7 empty] | 1325B | 100 | Division of Campus Recreation | NQNQ0571 | 52510 | Athletic_Physical Education Service - Shower Room | No | DEPT
[6 empty] | 02 | 2003 | 100 | NA | NA | XXX05 | All-Gender Public Restroom | No | DEPT
[7 empty] | 2005 | 100 | NA | NA | XXX05 | All-Gender Public Restroom | No | DEPT
[7 empty] | 2130D | 100 | Division of Campus Recreation | NQNQ0571 | 52505 | Athletic_Physical Education Service - Locker Room | No | DEPT
[7 empty] | 2130D3 | 100 | Division of Campus Recreation | NQNQ0571 | 52510 | Athletic_Physical Education Service - Shower Room | No | DEPT
[7 empty] | 2140A | 100 | Division of Campus Recreation | NQNQ0571 | 52505 | Athletic_Physical Education Service - Locker Room | No | DEPT
[7 empty] | 2140A3 | 100 | Division of Campus Recreation | NQNQ0571 | 52510 | Athletic_Physical Education Service - Shower Room | No | DEPT
[7 empty] | 2200C | 100 | NA | NA | XXX03 | Men's Public Restroom | No | DEPT
[7 empty] | 2200D | 100 | NA | NA | XXX04 | Women's Public Restroom | No | DEPT
[7 empty] | 2200F | 100 | NA | NA | XXX04 | Women's Public Restroom | No | DEPT
[7 empty] | 2327 | 100 | NA | NA | XXX03 | Men's Public Restroom | No | DEPT
[7 empty] | 2329 | 100 | NA | NA | XXX04 | Women's Public Restroom | No | DEPT
[6 empty] | 03 | 3100D | 100 | NA | NA | XXX04 | Women's Public Restroom | No | DEPT
[7 empty] | 3100E | 100 | NA | NA | XXX03 | Men's Public Restroom | No | DEPT
Memorial Stadium | 1402 S First St | On | Owned | No | Yes | 01 | 1321 | 100 | NA | NA | XXX04 | Women's Public Restroom | No | DEPT
Chanute Facility #913 | (empty) | (empty) | (empty) | (empty) | (empty) | (empty) | N/A | (empty) | (empty) | (empty) | (empty) | Newly Installed South Restroom | (empty) | (empty)
Chanute Facility #914 | (empty) | (empty) | (empty) | (empty) | (empty) | (empty) | N/A | (empty) | (empty) | (empty) | (empty) | Newly Installed North Restroom | (empty) | (empty)

## 0120
Building Code | - multiple -
Building Name | Address | On or Off Campus | Ownership | State Supported | Auxiliary | Floor Code | Room Code | % of Space | Department Name | Org Code | Actual Room Use | Use Descrption | Split/Share | DOR | (empty)
Abbott Power Plant | 1117 S Oak St | On | Owned | No | No | 01 | 0113 | 100 | Utilities - UIUC | MYMY0876 | 31533 | Office Service - Restroom | No | DEPT
[7 empty] | 0151 | 100 | Utilities - UIUC | MYMY0876 | 31533 | Office Service - Restroom | No | DEPT
[6 empty] | 02 | 0251 | 100 | Utilities - UIUC | MYMY0876 | 31533 | Office Service - Restroom | No | DEPT
Memorial Stadium | 1402 S First St | On | Owned | No | Yes | 01 | 1321 | 100 | NA | NA | XXX04 | Women's Public Restroom | No | DEPT
Chanute Facility #913 | (empty) | (empty) | (empty) | (empty) | (empty) | (empty) | N/A | (empty) | (empty) | (empty) | (empty) | Newly Installed South Restroom | (empty) | (empty)
Chanute Facility #914 | (empty) | (empty) | (empty) | (empty) | (empty) | (empty) | N/A | (empty) | (empty) | (empty) | (empty) | Newly Installed North Restroom | (empty) | (empty)

## 0124
Building Code | - multiple -
Building Name | Address | On or Off Campus | Ownership | State Supported | Auxiliary | Floor Code | Room Code | % of Space | Department Name | Org Code | Actual Room Use | Use Descrption | Split/Share | DOR | (empty)
Memorial Stadium | 1402 S First St | On | Owned | No | Yes | 01 | 1321 | 100 | NA | NA | XXX04 | Women's Public Restroom | No | DEPT
National Soybean Research Center | 1101 Peabody Dr | On | Owned | Yes | No | 00 | 0044 | 100 | NA | NA | XXX04 | Women's Public Restroom | No | PP
[7 empty] | 0050 | 100 | NA | NA | XXX03 | Men's Public Restroom | No | PP
[7 empty] | 0090 | 100 | NA | NA | XXX03 | Men's Public Restroom | No | PP
[6 empty] | 01 | 0161 | 100 | NA | NA | XXX03 | Men's Public Restroom | No | PP
[7 empty] | 0163 | 100 | NA | NA | XXX04 | Women's Public Restroom | No | PP
[6 empty] | 02 | 0242 | 100 | NA | NA | XXX03 | Men's Public Restroom | No | PP
[7 empty] | 0246 | 100 | NA | NA | XXX04 | Women's Public Restroom | No | PP
[6 empty] | 03 | 0362M | 100 | NA | NA | XXX03 | Men's Public Restroom | No | PP
[7 empty] | 0362W | 100 | NA | NA | XXX04 | Women's Public Restroom | No | PP
Chanute Facility #913 | (empty) | (empty) | (empty) | (empty) | (empty) | (empty) | N/A | (empty) | (empty) | (empty) | (empty) | Newly Installed South Restroom | (empty) | (empty)
Chanute Facility #914 | (empty) | (empty) | (empty) | (empty) | (empty) | (empty) | N/A | (empty) | (empty) | (empty) | (empty) | Newly Installed North Restroom | (empty) | (empty)

## 0126
Building Code | - multiple -
Building Name | Address | On or Off Campus | Ownership | State Supported | Auxiliary | Floor Code | Room Code | % of Space | Department Name | Org Code | Actual Room Use | Use Descrption | Split/Share | DOR | (empty)
Levis Faculty Center | 919 W Illinois St | On | Owned | Yes | No | 00 | 0003A | 100 | NA | NA | XXX04 | Women's Public Restroom | No | PP
[7 empty] | 0003B | 100 | NA | NA | XXX04 | Women's Public Restroom | No | PP
[7 empty] | 0004A | 100 | NA | NA | XXX03 | Men's Public Restroom | No | PP
[7 empty] | 0004B | 100 | NA | NA | XXX03 | Men's Public Restroom | No | PP
[7 empty] | 0005D | 100 | NA | NA | XXX05 | All-Gender Public Restroom | No | PP
[6 empty] | 01 | 0101 | 100 | NA | NA | XXX04 | Women's Public Restroom | No | PP
[6 empty] | 02 | 0201 | 100 | NA | NA | XXX04 | Women's Public Restroom | No | PP
[7 empty] | 0202 | 100 | NA | NA | XXX03 | Men's Public Restroom | No | PP
[6 empty] | 03 | 0301 | 100 | NA | NA | XXX04 | Women's Public Restroom | No | PP
[7 empty] | 0302 | 100 | NA | NA | XXX04 | Women's Public Restroom | No | PP
[6 empty] | 04 | 0408 | 100 | NA | NA | XXX03 | Men's Public Restroom | No | PP
Memorial Stadium | 1402 S First St | On | Owned | No | Yes | 01 | 1321 | 100 | NA | NA | XXX04 | Women's Public Restroom | No | DEPT
Chanute Facility #913 | (empty) | (empty) | (empty) | (empty) | (empty) | (empty) | N/A | (empty) | (empty) | (empty) | (empty) | Newly Installed South Restroom | (empty) | (empty)
Chanute Facility #914 | (empty) | (empty) | (empty) | (empty) | (empty) | (empty) | N/A | (empty) | (empty) | (empty) | (empty) | Newly Installed North Restroom | (empty) | (empty)

## 0128
Building Code | - multiple -
Building Name | Address | On or Off Campus | Ownership | State Supported | Auxiliary | Floor Code | Room Code | % of Space | Department Name | Org Code | Actual Room Use | Use Descrption | Split/Share | DOR | (empty)
Geological Survey Laboratory | 1116 S Oak St | On | Owned | Yes | No | 01 | 0101 | 100 | NA | NA | XXX05 | All-Gender Public Restroom | No | PP
[6 empty] | 02 | 0201 | 100 | NA | NA | XXX04 | Women's Public Restroom | No | PP
[7 empty] | 0202 | 100 | NA | NA | XXX03 | Men's Public Restroom | No | PP
Memorial Stadium | 1402 S First St | On | Owned | No | Yes | 01 | 1321 | 100 | NA | NA | XXX04 | Women's Public Restroom | No | DEPT
Chanute Facility #913 | (empty) | (empty) | (empty) | (empty) | (empty) | (empty) | N/A | (empty) | (empty) | (empty) | (empty) | Newly Installed South Restroom | (empty) | (empty)
Chanute Facility #914 | (empty) | (empty) | (empty) | (empty) | (empty) | (empty) | N/A | (empty) | (empty) | (empty) | (empty) | Newly Installed North Restroom | (empty) | (empty)

## 0130
Building Code | - multiple -
Building Name | Address | On or Off Campus | Ownership | State Supported | Auxiliary | Floor Code | Room Code | % of Space | Department Name | Org Code | Actual Room Use | Use Descrption | Split/Share | DOR | (empty)
Coble Hall | 801 S Wright St | On | Owned | Yes | No | 00 | 0015 | 100 | NA | NA | XXX03 | Men's Public Restroom | No | PP
[7 empty] | 0017 | 100 | NA | NA | XXX04 | Women's Public Restroom | No | PP
[6 empty] | 01 | 0115 | 100 | NA | NA | XXX03 | Men's Public Restroom | No | PP
[7 empty] | 0117 | 100 | NA | NA | XXX04 | Women's Public Restroom | No | PP
[6 empty] | 02 | 0212 | 100 | NA | NA | XXX04 | Women's Public Restroom | No | PP
[7 empty] | 0220 | 100 | NA | NA | XXX05 | All-Gender Public Restroom | No | PP
[6 empty] | 03 | 0302A | 100 | NA | NA | XXX03 | Men's Public Restroom | No | PP
[7 empty] | 0312 | 100 | NA | NA | XXX04 | Women's Public Restroom | No | PP
Memorial Stadium | 1402 S First St | On | Owned | No | Yes | 01 | 1321 | 100 | NA | NA | XXX04 | Women's Public Restroom | No | DEPT
Chanute Facility #913 | (empty) | (empty) | (empty) | (empty) | (empty) | (empty) | N/A | (empty) | (empty) | (empty) | (empty) | Newly Installed South Restroom | (empty) | (empty)
Chanute Facility #914 | (empty) | (empty) | (empty) | (empty) | (empty) | (empty) | N/A | (empty) | (empty) | (empty) | (empty) | Newly Installed North Restroom | (empty) | (empty)

## 0131
Building Code | - multiple -
Building Name | Address | On or Off Campus | Ownership | State Supported | Auxiliary | Floor Code | Room Code | % of Space | Department Name | Org Code | Actual Room Use | Use Descrption | Split/Share | DOR | (empty)
Memorial Stadium | 1402 S First St | On | Owned | No | Yes | 01 | 1321 | 100 | NA | NA | XXX04 | Women's Public Restroom | No | DEPT
Turner Hall Greenhouses | 1102 S Goodwin Ave | On | Owned | Yes | No | 00 | 0006 | 100 | NA | NA | XXX03 | Men's Public Restroom | No | PP
[7 empty] | 0007 | 100 | NA | NA | XXX04 | Women's Public Restroom | No | PP
Chanute Facility #913 | (empty) | (empty) | (empty) | (empty) | (empty) | (empty) | N/A | (empty) | (empty) | (empty) | (empty) | Newly Installed South Restroom | (empty) | (empty)
Chanute Facility #914 | (empty) | (empty) | (empty) | (empty) | (empty) | (empty) | N/A | (empty) | (empty) | (empty) | (empty) | Newly Installed North Restroom | (empty) | (empty)

## 0133
Building Code | - multiple -
Building Name | Address | On or Off Campus | Ownership | State Supported | Auxiliary | Floor Code | Room Code | % of Space | Department Name | Org Code | Actual Room Use | Use Descrption | Split/Share | DOR | (empty)
Memorial Stadium | 1402 S First St | On | Owned | No | Yes | 01 | 1321 | 100 | NA | NA | XXX04 | Women's Public Restroom | No | DEPT
Natural Resources Garage | 608 Pennsylvania Ave | On | Owned | Yes | No | 01 | 0102A | 100 | NA | NA | XXX03 | Men's Public Restroom | No | PP
Chanute Facility #913 | (empty) | (empty) | (empty) | (empty) | (empty) | (empty) | N/A | (empty) | (empty) | (empty) | (empty) | Newly Installed South Restroom | (empty) | (empty)
Chanute Facility #914 | (empty) | (empty) | (empty) | (empty) | (empty) | (empty) | N/A | (empty) | (empty) | (empty) | (empty) | Newly Installed North Restroom | (empty) | (empty)

## 0138
Building Code | - multiple -
Building Name | Address | On or Off Campus | Ownership | State Supported | Auxiliary | Floor Code | Room Code | % of Space | Department Name | Org Code | Actual Room Use | Use Descrption | Split/Share | DOR | (empty)
Burrill Hall | 407 S Goodwin Ave | On | Owned | Yes | No | 00 | 0045 | 100 | NA | NA | XXX03 | Men's Public Restroom | No | PP
[7 empty] | 0048 | 100 | NA | NA | XXX04 | Women's Public Restroom | No | PP
[6 empty] | 01 | 0110A | 100 | NA | NA | XXX11 | Shower Room | No | PP
[7 empty] | 0110B | 100 | NA | NA | XXX05 | All-Gender Public Restroom | No | PP
[7 empty] | 0110C | 100 | NA | NA | XXX05 | All-Gender Public Restroom | No | PP
[7 empty] | 0139 | 100 | NA | NA | XXX04 | Women's Public Restroom | No | PP
[7 empty] | 0139A | 100 | NA | NA | XXX04 | Women's Public Restroom | No | PP
[7 empty] | 0145 | 100 | NA | NA | XXX03 | Men's Public Restroom | No | PP
[6 empty] | 02 | 0248 | 100 | NA | NA | XXX03 | Men's Public Restroom | No | PP
[7 empty] | 0249 | 100 | NA | NA | XXX04 | Women's Public Restroom | No | PP
[6 empty] | 03 | 0345 | 100 | NA | NA | XXX03 | Men's Public Restroom | No | PP
[7 empty] | 0349 | 100 | NA | NA | XXX04 | Women's Public Restroom | No | PP
[6 empty] | 04 | 0441 | 100 | NA | NA | XXX04 | Women's Public Restroom | No | PP
[7 empty] | 0445 | 100 | NA | NA | XXX03 | Men's Public Restroom | No | PP
[6 empty] | 05 | 0545 | 100 | NA | NA | XXX03 | Men's Public Restroom | No | PP
[7 empty] | 0549 | 100 | NA | NA | XXX04 | Women's Public Restroom | No | PP
[7 empty] | 0593A | 100 | Division of Animal Resources | NENE0298 | 57570 | Animal Quarters Service - Restroom | No | PP
Memorial Stadium | 1402 S First St | On | Owned | No | Yes | 01 | 1321 | 100 | NA | NA | XXX04 | Women's Public Restroom | No | DEPT
Chanute Facility #913 | (empty) | (empty) | (empty) | (empty) | (empty) | (empty) | N/A | (empty) | (empty) | (empty) | (empty) | Newly Installed South Restroom | (empty) | (empty)
Chanute Facility #914 | (empty) | (empty) | (empty) | (empty) | (empty) | (empty) | N/A | (empty) | (empty) | (empty) | (empty) | Newly Installed North Restroom | (empty) | (empty)

## 0140
Building Code | - multiple -
Building Name | Address | On or Off Campus | Ownership | State Supported | Auxiliary | Floor Code | Room Code | % of Space | Department Name | Org Code | Actual Room Use | Use Descrption | Split/Share | DOR | (empty)
College of Veterinary Medicine South Clinic | 2100 S Goodwin Ave | On | Owned | Yes | No | 01 | 0021 | 100 | NA | NA | XXX04 | Women's Public Restroom | No | PP
[7 empty] | 0022 | 100 | NA | NA | XXX03 | Men's Public Restroom | No | PP
[7 empty] | 0042 | 100 | NA | NA | XXX05 | All-Gender Public Restroom | No | PP
Memorial Stadium | 1402 S First St | On | Owned | No | Yes | 01 | 1321 | 100 | NA | NA | XXX04 | Women's Public Restroom | No | DEPT
Chanute Facility #913 | (empty) | (empty) | (empty) | (empty) | (empty) | (empty) | N/A | (empty) | (empty) | (empty) | (empty) | Newly Installed South Restroom | (empty) | (empty)
Chanute Facility #914 | (empty) | (empty) | (empty) | (empty) | (empty) | (empty) | N/A | (empty) | (empty) | (empty) | (empty) | Newly Installed North Restroom | (empty) | (empty)

## 0142
Building Code | - multiple -
Building Name | Address | On or Off Campus | Ownership | State Supported | Auxiliary | Floor Code | Room Code | % of Space | Department Name | Org Code | Actual Room Use | Use Descrption | Split/Share | DOR | (empty)
Allen Residence Hall | 1005 Gregory Dr | On | Owned | No | Yes | 00 | 0086 | 100 | NA | NA | XXX04 | Women's Public Restroom | No | DEPT
[7 empty] | 0086A | 100 | NA | NA | XXX03 | Men's Public Restroom | No | DEPT
[6 empty] | 01 | 0158 | 100 | NA | NA | XXX04 | Women's Public Restroom | No | DEPT
[7 empty] | 0160 | 100 | NA | NA | XXX03 | Men's Public Restroom | No | DEPT
Memorial Stadium | 1402 S First St | On | Owned | No | Yes | 01 | 1321 | 100 | NA | NA | XXX04 | Women's Public Restroom | No | DEPT
Chanute Facility #913 | (empty) | (empty) | (empty) | (empty) | (empty) | (empty) | N/A | (empty) | (empty) | (empty) | (empty) | Newly Installed South Restroom | (empty) | (empty)
Chanute Facility #914 | (empty) | (empty) | (empty) | (empty) | (empty) | (empty) | N/A | (empty) | (empty) | (empty) | (empty) | Newly Installed North Restroom | (empty) | (empty)

## 0144
Building Code | - multiple -
Building Name | Address | On or Off Campus | Ownership | State Supported | Auxiliary | Floor Code | Room Code | % of Space | Department Name | Org Code | Actual Room Use | Use Descrption | Split/Share | DOR | (empty)
Dalkey Archive Press (PSSB) | 1805 S Wright St | On | Owned | Yes | No | 01 | 0105 | 100 | NA | NA | XXX03 | Men's Public Restroom | No | PP
[7 empty] | 0106 | 100 | NA | NA | XXX04 | Women's Public Restroom | No | PP
Memorial Stadium | 1402 S First St | On | Owned | No | Yes | 01 | 1321 | 100 | NA | NA | XXX04 | Women's Public Restroom | No | DEPT
Chanute Facility #913 | (empty) | (empty) | (empty) | (empty) | (empty) | (empty) | N/A | (empty) | (empty) | (empty) | (empty) | Newly Installed South Restroom | (empty) | (empty)
Chanute Facility #914 | (empty) | (empty) | (empty) | (empty) | (empty) | (empty) | N/A | (empty) | (empty) | (empty) | (empty) | Newly Installed North Restroom | (empty) | (empty)

## 0146
Building Code | - multiple -
Building Name | Address | On or Off Campus | Ownership | State Supported | Auxiliary | Floor Code | Room Code | % of Space | Department Name | Org Code | Actual Room Use | Use Descrption | Split/Share | DOR | (empty)
1205 W Nevada St | 1205 W Nevada St | On | Owned | Yes | No | 01 | 0105A | 100 | NA | NA | XXX05 | All-Gender Public Restroom | No | PP
[6 empty] | 02 | 0204 | 100 | NA | NA | XXX05 | All-Gender Public Restroom | No | PP
Memorial Stadium | 1402 S First St | On | Owned | No | Yes | 01 | 1321 | 100 | NA | NA | XXX04 | Women's Public Restroom | No | DEPT
Chanute Facility #913 | (empty) | (empty) | (empty) | (empty) | (empty) | (empty) | N/A | (empty) | (empty) | (empty) | (empty) | Newly Installed South Restroom | (empty) | (empty)
Chanute Facility #914 | (empty) | (empty) | (empty) | (empty) | (empty) | (empty) | N/A | (empty) | (empty) | (empty) | (empty) | Newly Installed North Restroom | (empty) | (empty)

## 0148
Building Code | - multiple -
Building Name | Address | On or Off Campus | Ownership | State Supported | Auxiliary | Floor Code | Room Code | % of Space | Department Name | Org Code | Actual Room Use | Use Descrption | Split/Share | DOR | (empty)
Coordinated Science Laboratory | 1308 W Main St | On | Owned | Yes | No | 00 | B0003 | 100 | NA | NA | XXX03 | Men's Public Restroom | No | PP
[7 empty] | B0004 | 100 | NA | NA | XXX04 | Women's Public Restroom | No | PP
[6 empty] | 01 | 0132 | 100 | NA | NA | XXX04 | Women's Public Restroom | No | PP
[7 empty] | 0136 | 100 | NA | NA | XXX03 | Men's Public Restroom | No | PP
[6 empty] | 02 | 0233 | 100 | NA | NA | XXX04 | Women's Public Restroom | No | PP
[7 empty] | 0237 | 100 | NA | NA | XXX03 | Men's Public Restroom | No | PP
[6 empty] | 03 | 0334 | 100 | NA | NA | XXX04 | Women's Public Restroom | No | PP
[7 empty] | 0338 | 100 | NA | NA | XXX03 | Men's Public Restroom | No | PP
[6 empty] | 04 | 0433 | 100 | NA | NA | XXX04 | Women's Public Restroom | No | PP
[7 empty] | 0437 | 100 | NA | NA | XXX03 | Men's Public Restroom | No | PP
Memorial Stadium | 1402 S First St | On | Owned | No | Yes | 01 | 1321 | 100 | NA | NA | XXX04 | Women's Public Restroom | No | DEPT
Chanute Facility #913 | (empty) | (empty) | (empty) | (empty) | (empty) | (empty) | N/A | (empty) | (empty) | (empty) | (empty) | Newly Installed South Restroom | (empty) | (empty)
Chanute Facility #914 | (empty) | (empty) | (empty) | (empty) | (empty) | (empty) | N/A | (empty) | (empty) | (empty) | (empty) | Newly Installed North Restroom | (empty) | (empty)

## 0151
Building Code | - multiple -
Building Name | Address | On or Off Campus | Ownership | State Supported | Auxiliary | Floor Code | Room Code | % of Space | Department Name | Org Code | Actual Room Use | Use Descrption | Split/Share | DOR | (empty)
1204 W Nevada St | 1204 W Nevada St | On | Owned | Yes | No | 00 | 0005 | 100 | NA | NA | XXX05 | All-Gender Public Restroom | No | PP
[6 empty] | 01 | 1003 | 100 | NA | NA | XXX05 | All-Gender Public Restroom | No | PP
[6 empty] | 02 | 2006 | 100 | NA | NA | XXX05 | All-Gender Public Restroom | No | PP
[6 empty] | 03 | 3002 | 100 | NA | NA | XXX05 | All-Gender Public Restroom | No | PP
Memorial Stadium | 1402 S First St | On | Owned | No | Yes | 01 | 1321 | 100 | NA | NA | XXX04 | Women's Public Restroom | No | DEPT
Chanute Facility #913 | (empty) | (empty) | (empty) | (empty) | (empty) | (empty) | N/A | (empty) | (empty) | (empty) | (empty) | Newly Installed South Restroom | (empty) | (empty)
Chanute Facility #914 | (empty) | (empty) | (empty) | (empty) | (empty) | (empty) | N/A | (empty) | (empty) | (empty) | (empty) | Newly Installed North Restroom | (empty) | (empty)

## 0152
Building Code | - multiple -
Building Name | Address | On or Off Campus | Ownership | State Supported | Auxiliary | Floor Code | Room Code | % of Space | Department Name | Org Code | Actual Room Use | Use Descrption | Split/Share | DOR | (empty)
Civil Engineering Hydrosystems Lab | 301 N Mathews Ave | On | Owned | Yes | No | 01 | 1537 | 100 | NA | NA | XXX04 | Women's Public Restroom | No | PP
[7 empty] | 1538A | 100 | NA | NA | XXX03 | Men's Public Restroom | No | PP
[6 empty] | 02 | 2536 | 100 | NA | NA | XXX03 | Men's Public Restroom | No | PP
[7 empty] | 2538 | 100 | NA | NA | XXX04 | Women's Public Restroom | No | PP
Memorial Stadium | 1402 S First St | On | Owned | No | Yes | 01 | 1321 | 100 | NA | NA | XXX04 | Women's Public Restroom | No | DEPT
Chanute Facility #913 | (empty) | (empty) | (empty) | (empty) | (empty) | (empty) | N/A | (empty) | (empty) | (empty) | (empty) | Newly Installed South Restroom | (empty) | (empty)
Chanute Facility #914 | (empty) | (empty) | (empty) | (empty) | (empty) | (empty) | N/A | (empty) | (empty) | (empty) | (empty) | Newly Installed North Restroom | (empty) | (empty)

## 0154
Building Code | - multiple -
Building Name | Address | On or Off Campus | Ownership | State Supported | Auxiliary | Floor Code | Room Code | % of Space | Department Name | Org Code | Actual Room Use | Use Descrption | Split/Share | DOR | (empty)
Memorial Stadium | 1402 S First St | On | Owned | No | Yes | 01 | 1321 | 100 | NA | NA | XXX04 | Women's Public Restroom | No | DEPT
Personnel Services Building | 52 Gregory Dr | On | Owned | Yes | No | 01 | 0110 | 100 | NA | NA | XXX03 | Men's Public Restroom | No | PP
[7 empty] | 0112 | 100 | NA | NA | XXX04 | Women's Public Restroom | No | PP
[7 empty] | 0130 | 100 | NA | NA | XXX03 | Men's Public Restroom | No | PP
[7 empty] | 0132 | 100 | NA | NA | XXX04 | Women's Public Restroom | No | PP
Chanute Facility #913 | (empty) | (empty) | (empty) | (empty) | (empty) | (empty) | N/A | (empty) | (empty) | (empty) | (empty) | Newly Installed South Restroom | (empty) | (empty)
Chanute Facility #914 | (empty) | (empty) | (empty) | (empty) | (empty) | (empty) | N/A | (empty) | (empty) | (empty) | (empty) | Newly Installed North Restroom | (empty) | (empty)

## 0156
Building Code | - multiple -
Building Name | Address | On or Off Campus | Ownership | State Supported | Auxiliary | Floor Code | Room Code | % of Space | Department Name | Org Code | Actual Room Use | Use Descrption | Split/Share | DOR | (empty)
Law Building | 504 Pennsylvania Ave | On | Owned | Yes | No | 00 | 0051 | 100 | NA | NA | XXX03 | Men's Public Restroom | No | PP
[6 empty] | 01 | 0105 | 100 | NA | NA | XXX03 | Men's Public Restroom | No | PP
[7 empty] | 0109 | 100 | NA | NA | XXX04 | Women's Public Restroom | No | PP
[7 empty] | 0151 | 100 | NA | NA | XXX04 | Women's Public Restroom | No | PP
[7 empty] | 0185A | 100 | NA | NA | XXX03 | Men's Public Restroom | No | PP
[7 empty] | 0185B | 100 | NA | NA | XXX03 | Men's Public Restroom | No | PP
[6 empty] | 02 | 0207 | 100 | NA | NA | XXX03 | Men's Public Restroom | No | PP
[7 empty] | 0211 | 100 | NA | NA | XXX04 | Women's Public Restroom | No | PP
[6 empty] | 03 | 0301 | 100 | NA | NA | XXX04 | Women's Public Restroom | No | PP
[7 empty] | 0303 | 100 | NA | NA | XXX03 | Men's Public Restroom | No | PP
Memorial Stadium | 1402 S First St | On | Owned | No | Yes | 01 | 1321 | 100 | NA | NA | XXX04 | Women's Public Restroom | No | DEPT
Chanute Facility #913 | (empty) | (empty) | (empty) | (empty) | (empty) | (empty) | N/A | (empty) | (empty) | (empty) | (empty) | Newly Installed South Restroom | (empty) | (empty)
Chanute Facility #914 | (empty) | (empty) | (empty) | (empty) | (empty) | (empty) | N/A | (empty) | (empty) | (empty) | (empty) | Newly Installed North Restroom | (empty) | (empty)

## 0157
Building Code | - multiple -
Building Name | Address | On or Off Campus | Ownership | State Supported | Auxiliary | Floor Code | Room Code | % of Space | Department Name | Org Code | Actual Room Use | Use Descrption | Split/Share | DOR | (empty)
African American Studies | 1201 W Nevada St | On | Owned | Yes | No | 02 | 0210 | 100 | NA | NA | XXX04 | Women's Public Restroom | No | PP
[7 empty] | 0211 | 100 | NA | NA | XXX03 | Men's Public Restroom | No | PP
Memorial Stadium | 1402 S First St | On | Owned | No | Yes | 01 | 1321 | 100 | NA | NA | XXX04 | Women's Public Restroom | No | DEPT
Chanute Facility #913 | (empty) | (empty) | (empty) | (empty) | (empty) | (empty) | N/A | (empty) | (empty) | (empty) | (empty) | Newly Installed South Restroom | (empty) | (empty)
Chanute Facility #914 | (empty) | (empty) | (empty) | (empty) | (empty) | (empty) | N/A | (empty) | (empty) | (empty) | (empty) | Newly Installed North Restroom | (empty) | (empty)

## 0158
Building Code | - multiple -
Building Name | Address | On or Off Campus | Ownership | State Supported | Auxiliary | Floor Code | Room Code | % of Space | Department Name | Org Code | Actual Room Use | Use Descrption | Split/Share | DOR | (empty)
Bevier Hall | 905 S Goodwin Ave | On | Owned | Yes | No | 00 | 0092 | 100 | NA | NA | XXX05 | All-Gender Public Restroom | No | PP
[6 empty] | 01 | 0125 | 100 | NA | NA | XXX04 | Women's Public Restroom | No | PP
[7 empty] | 0195 | 100 | NA | NA | XXX04 | Women's Public Restroom | No | PP
[7 empty] | 0198B | 100 | NA | NA | XXX03 | Men's Public Restroom | No | PP
[6 empty] | 02 | 0225 | 100 | NA | NA | XXX04 | Women's Public Restroom | No | PP
[7 empty] | 0260C | 100 | Food Science & Human Nutrition | KLKL0698 | 31533 | Office Service - Restroom | No | PP
[7 empty] | 0287 | 100 | NA | NA | XXX05 | All-Gender Public Restroom | No | PP
[7 empty] | 0289 | 100 | NA | NA | XXX05 | All-Gender Public Restroom | No | PP
[7 empty] | 0291 | 100 | NA | NA | XXX03 | Men's Public Restroom | No | PP
[6 empty] | 03 | 0333 | 100 | NA | NA | XXX04 | Women's Public Restroom | No | PP
[7 empty] | 0339A | 100 | Food Science & Human Nutrition | KLKL0698 | 31533 | Office Service - Restroom | No | PP
[7 empty] | 0391 | 100 | NA | NA | XXX03 | Men's Public Restroom | No | PP
[6 empty] | 04 | 0425 | 100 | NA | NA | XXX04 | Women's Public Restroom | No | PP
[7 empty] | 0491 | 100 | NA | NA | XXX03 | Men's Public Restroom | No | PP
[6 empty] | 05 | 0525 | 100 | NA | NA | XXX04 | Women's Public Restroom | No | PP
[7 empty] | 0577 | 100 | NA | NA | XXX03 | Men's Public Restroom | No | PP
[7 empty] | 0577A | 100 | NA | NA | XXX03 | Men's Public Restroom | No | PP
Memorial Stadium | 1402 S First St | On | Owned | No | Yes | 01 | 1321 | 100 | NA | NA | XXX04 | Women's Public Restroom | No | DEPT
Chanute Facility #913 | (empty) | (empty) | (empty) | (empty) | (empty) | (empty) | N/A | (empty) | (empty) | (empty) | (empty) | Newly Installed South Restroom | (empty) | (empty)
Chanute Facility #914 | (empty) | (empty) | (empty) | (empty) | (empty) | (empty) | N/A | (empty) | (empty) | (empty) | (empty) | Newly Installed North Restroom | (empty) | (empty)

## 0159
Building Code | - multiple -
Building Name | Address | On or Off Campus | Ownership | State Supported | Auxiliary | Floor Code | Room Code | % of Space | Department Name | Org Code | Actual Room Use | Use Descrption | Split/Share | DOR | (empty)
Memorial Stadium | 1402 S First St | On | Owned | No | Yes | 01 | 1321 | 100 | NA | NA | XXX04 | Women's Public Restroom | No | DEPT
Wohlers Hall | 1206 S Sixth St | On | Owned | Yes | No | 00 | 0031 | 100 | NA | NA | XXX03 | Men's Public Restroom | No | PP
[7 empty] | 0031A | 100 | NA | NA | XXX03 | Men's Public Restroom | No | PP
[7 empty] | 0067 | 100 | NA | NA | XXX04 | Women's Public Restroom | No | PP
[7 empty] | 0067A | 100 | NA | NA | XXX04 | Women's Public Restroom | No | PP
[6 empty] | 01 | 0131 | 100 | NA | NA | XXX03 | Men's Public Restroom | No | PP
[7 empty] | 0167 | 100 | NA | NA | XXX04 | Women's Public Restroom | No | PP
[6 empty] | 02 | 0231 | 100 | NA | NA | XXX03 | Men's Public Restroom | No | PP
[7 empty] | 0260G | 100 | Gies College of Business | KMKM0952 | 31533 | Office Service - Restroom | No | PP
[7 empty] | 0267 | 100 | NA | NA | XXX04 | Women's Public Restroom | No | PP
[6 empty] | 03 | 0329 | 100 | NA | NA | XXX03 | Men's Public Restroom | No | PP
[7 empty] | 0367 | 100 | NA | NA | XXX04 | Women's Public Restroom | No | PP
[6 empty] | 04 | 0429 | 100 | NA | NA | XXX03 | Men's Public Restroom | No | PP
[7 empty] | 0431 | 100 | NA | NA | XXX04 | Women's Public Restroom | No | PP
Chanute Facility #913 | (empty) | (empty) | (empty) | (empty) | (empty) | (empty) | N/A | (empty) | (empty) | (empty) | (empty) | Newly Installed South Restroom | (empty) | (empty)
Chanute Facility #914 | (empty) | (empty) | (empty) | (empty) | (empty) | (empty) | N/A | (empty) | (empty) | (empty) | (empty) | Newly Installed North Restroom | (empty) | (empty)

## 0160
Building Code | - multiple -
Building Name | Address | On or Off Campus | Ownership | State Supported | Auxiliary | Floor Code | Room Code | % of Space | Department Name | Org Code | Actual Room Use | Use Descrption | Split/Share | DOR | (empty)
Education Building | 1310 S Sixth St | On | Owned | Yes | No | 00 | 0013 | 100 | NA | NA | XXX04 | Women's Public Restroom | No | PP
[7 empty] | 0013A | 100 | NA | NA | XXX04 | Women's Public Restroom | No | PP
[7 empty] | 0041 | 100 | NA | NA | XXX03 | Men's Public Restroom | No | PP
[6 empty] | 01 | 0113 | 100 | NA | NA | XXX04 | Women's Public Restroom | No | PP
[7 empty] | 0113A | 100 | NA | NA | XXX04 | Women's Public Restroom | No | PP
[7 empty] | 0141 | 100 | NA | NA | XXX03 | Men's Public Restroom | No | PP
[7 empty] | 0141A | 100 | NA | NA | XXX03 | Men's Public Restroom | No | PP
[7 empty] | 0172 | 100 | NA | NA | XXX03 | Men's Public Restroom | No | PP
[7 empty] | 0173 | 100 | NA | NA | XXX04 | Women's Public Restroom | No | PP
[6 empty] | 02 | 0213 | 100 | NA | NA | XXX04 | Women's Public Restroom | No | PP
[7 empty] | 0213A | 100 | NA | NA | XXX04 | Women's Public Restroom | No | PP
[7 empty] | 0241 | 100 | NA | NA | XXX03 | Men's Public Restroom | No | PP
[7 empty] | 0241A | 100 | NA | NA | XXX03 | Men's Public Restroom | No | PP
[6 empty] | 03 | 0313 | 100 | NA | NA | XXX04 | Women's Public Restroom | No | PP
[7 empty] | 0313A | 100 | NA | NA | XXX04 | Women's Public Restroom | No | PP
[7 empty] | 0341 | 100 | NA | NA | XXX03 | Men's Public Restroom | No | PP
[7 empty] | 0341A | 100 | NA | NA | XXX03 | Men's Public Restroom | No | PP
Memorial Stadium | 1402 S First St | On | Owned | No | Yes | 01 | 1321 | 100 | NA | NA | XXX04 | Women's Public Restroom | No | DEPT
Chanute Facility #913 | (empty) | (empty) | (empty) | (empty) | (empty) | (empty) | N/A | (empty) | (empty) | (empty) | (empty) | Newly Installed South Restroom | (empty) | (empty)
Chanute Facility #914 | (empty) | (empty) | (empty) | (empty) | (empty) | (empty) | N/A | (empty) | (empty) | (empty) | (empty) | Newly Installed North Restroom | (empty) | (empty)

## 0161
Building Code | - multiple -
Building Name | Address | On or Off Campus | Ownership | State Supported | Auxiliary | Floor Code | Room Code | % of Space | Department Name | Org Code | Actual Room Use | Use Descrption | Split/Share | DOR | (empty)
1401 Maryland Dr | 1401 Maryland Dr | On | Owned | Yes | No | 00 | 0008 | 100 | NA | NA | XXX05 | All-Gender Public Restroom | No | PP
[6 empty] | 01 | 0103A | 100 | NA | NA | XXX05 | All-Gender Public Restroom | No | PP
[6 empty] | 02 | 0210 | 100 | NA | NA | XXX05 | All-Gender Public Restroom | No | PP
Memorial Stadium | 1402 S First St | On | Owned | No | Yes | 01 | 1321 | 100 | NA | NA | XXX04 | Women's Public Restroom | No | DEPT
Chanute Facility #913 | (empty) | (empty) | (empty) | (empty) | (empty) | (empty) | N/A | (empty) | (empty) | (empty) | (empty) | Newly Installed South Restroom | (empty) | (empty)
Chanute Facility #914 | (empty) | (empty) | (empty) | (empty) | (empty) | (empty) | N/A | (empty) | (empty) | (empty) | (empty) | Newly Installed North Restroom | (empty) | (empty)

## 0162
Building Code | - multiple -
Building Name | Address | On or Off Campus | Ownership | State Supported | Auxiliary | Floor Code | Room Code | % of Space | Department Name | Org Code | Actual Room Use | Use Descrption | Split/Share | DOR | (empty)
Engineering Senior Design Laboratory | 113 S Gregory St | On | Owned | Yes | No | 01 | 0004 | 100 | NA | NA | XXX05 | All-Gender Public Restroom | No | PP
Memorial Stadium | 1402 S First St | On | Owned | No | Yes | 01 | 1321 | 100 | NA | NA | XXX04 | Women's Public Restroom | No | DEPT
Chanute Facility #913 | (empty) | (empty) | (empty) | (empty) | (empty) | (empty) | N/A | (empty) | (empty) | (empty) | (empty) | Newly Installed South Restroom | (empty) | (empty)
Chanute Facility #914 | (empty) | (empty) | (empty) | (empty) | (empty) | (empty) | N/A | (empty) | (empty) | (empty) | (empty) | Newly Installed North Restroom | (empty) | (empty)

## 0165
Building Code | - multiple -
Building Name | Address | On or Off Campus | Ownership | State Supported | Auxiliary | Floor Code | Room Code | % of Space | Department Name | Org Code | Actual Room Use | Use Descrption | Split/Share | DOR | (empty)
Animal Sciences Laboratory | 1207 Gregory Dr | On | Owned | Yes | No | 00 | 0013 | 100 | NA | NA | XXX04 | Women's Public Restroom | No | PP
[7 empty] | 0018 | 100 | NA | NA | XXX03 | Men's Public Restroom | No | PP
[6 empty] | 01 | 0103 | 100 | NA | NA | XXX04 | Women's Public Restroom | No | PP
[7 empty] | 0195 | 100 | NA | NA | XXX04 | Women's Public Restroom | No | PP
[7 empty] | 0197 | 100 | NA | NA | XXX03 | Men's Public Restroom | No | PP
[6 empty] | 02 | 0201 | 100 | NA | NA | XXX04 | Women's Public Restroom | No | PP
[7 empty] | 0299 | 100 | NA | NA | XXX03 | Men's Public Restroom | No | PP
[6 empty] | 03 | 0301 | 100 | NA | NA | XXX04 | Women's Public Restroom | No | PP
[7 empty] | 0398 | 100 | NA | NA | XXX03 | Men's Public Restroom | No | PP
[6 empty] | 04 | 0401 | 100 | NA | NA | XXX03 | Men's Public Restroom | No | PP
[7 empty] | 0403 | 100 | NA | NA | XXX04 | Women's Public Restroom | No | PP
Memorial Stadium | 1402 S First St | On | Owned | No | Yes | 01 | 1321 | 100 | NA | NA | XXX04 | Women's Public Restroom | No | DEPT
Chanute Facility #913 | (empty) | (empty) | (empty) | (empty) | (empty) | (empty) | N/A | (empty) | (empty) | (empty) | (empty) | Newly Installed South Restroom | (empty) | (empty)
Chanute Facility #914 | (empty) | (empty) | (empty) | (empty) | (empty) | (empty) | N/A | (empty) | (empty) | (empty) | (empty) | Newly Installed North Restroom | (empty) | (empty)

## 0166
Building Code | - multiple -
Building Name | Address | On or Off Campus | Ownership | State Supported | Auxiliary | Floor Code | Room Code | % of Space | Department Name | Org Code | Actual Room Use | Use Descrption | Split/Share | DOR | (empty)
Memorial Stadium | 1402 S First St | On | Owned | No | Yes | 01 | 1321 | 100 | NA | NA | XXX04 | Women's Public Restroom | No | DEPT
State Farm Center | 1800 S First St | On | Owned | No | Yes | 01 | S0480 | 100 | NA | NA | XXX03 | Men's Public Restroom | No | DEPT
[7 empty] | S0500 | 100 | NA | NA | XXX04 | Women's Public Restroom | No | DEPT
[7 empty] | S0610B | 100 | NA | NA | XXX05 | All-Gender Public Restroom | No | DEPT
[7 empty] | S0610E | 100 | NA | NA | XXX05 | All-Gender Public Restroom | No | DEPT
[6 empty] | 02 | M0210A | 100 | NA | NA | XXX04 | Women's Public Restroom | No | DEPT
[7 empty] | M0210B | 100 | NA | NA | XXX03 | Men's Public Restroom | No | DEPT
[7 empty] | M0220A | 100 | NA | NA | XXX03 | Men's Public Restroom | No | DEPT
[7 empty] | M0220B | 100 | NA | NA | XXX04 | Women's Public Restroom | No | DEPT
[7 empty] | M0530A | 100 | State Farm Center | NUNU0296 | 31533 | Office Service - Restroom | No | DEPT
[7 empty] | M0530B | 100 | State Farm Center | NUNU0296 | 31533 | Office Service - Restroom | No | DEPT
[6 empty] | 03 | 1120 | 100 | NA | NA | XXX05 | All-Gender Public Restroom | No | DEPT
[7 empty] | 1140 | 100 | NA | NA | XXX03 | Men's Public Restroom | No | DEPT
[7 empty] | 1160 | 100 | NA | NA | XXX04 | Women's Public Restroom | No | DEPT
[7 empty] | 1200 | 100 | NA | NA | XXX04 | Women's Public Restroom | No | DEPT
[7 empty] | 1220 | 100 | NA | NA | XXX03 | Men's Public Restroom | No | DEPT
[7 empty] | 1220A | 100 | NA | NA | XXX03 | Men's Public Restroom | No | DEPT
[7 empty] | 1240 | 100 | NA | NA | XXX05 | All-Gender Public Restroom | No | DEPT
[7 empty] | 1325 | 100 | NA | NA | XXX05 | All-Gender Public Restroom | No | DEPT
[7 empty] | 1360A | 100 | NA | NA | XXX05 | All-Gender Public Restroom | No | DEPT
[7 empty] | 1411 | 100 | State Farm Center | NUNU0296 | 31533 | Office Service - Restroom | No | DEPT
[7 empty] | 1520 | 100 | NA | NA | XXX05 | All-Gender Public Restroom | No | DEPT
[7 empty] | 1540 | 100 | NA | NA | XXX03 | Men's Public Restroom | No | DEPT
[7 empty] | 1560 | 100 | NA | NA | XXX04 | Women's Public Restroom | No | DEPT
[7 empty] | 1600 | 100 | NA | NA | XXX03 | Men's Public Restroom | No | DEPT
[7 empty] | 1620 | 100 | NA | NA | XXX04 | Women's Public Restroom | No | DEPT
[7 empty] | 1680A | 100 | NA | NA | XXX05 | All-Gender Public Restroom | No | DEPT
[7 empty] | 1800 | 100 | NA | NA | XXX05 | All-Gender Public Restroom | No | DEPT
[6 empty] | 04 | 2000 | 100 | NA | NA | XXX03 | Men's Public Restroom | No | DEPT
[7 empty] | 2020 | 100 | NA | NA | XXX05 | All-Gender Public Restroom | No | DEPT
[7 empty] | 2120 | 100 | NA | NA | XXX04 | Women's Public Restroom | No | DEPT
[7 empty] | 2140 | 100 | NA | NA | XXX03 | Men's Public Restroom | No | DEPT
[7 empty] | 2200 | 100 | NA | NA | XXX04 | Women's Public Restroom | No | DEPT
[7 empty] | 2400 | 100 | NA | NA | XXX03 | Men's Public Restroom | No | DEPT
[7 empty] | 2420 | 100 | NA | NA | XXX05 | All-Gender Public Restroom | No | DEPT
[7 empty] | 2482 | 100 | NA | NA | XXX04 | Women's Public Restroom | No | DEPT
[7 empty] | 2484 | 100 | NA | NA | XXX03 | Men's Public Restroom | No | DEPT
[7 empty] | 2540 | 100 | NA | NA | XXX03 | Men's Public Restroom | No | DEPT
[7 empty] | 2600 | 100 | NA | NA | XXX04 | Women's Public Restroom | No | DEPT
[7 empty] | 2620 | 100 | NA | NA | XXX03 | Men's Public Restroom | No | DEPT
[7 empty] | 2720 | 100 | NA | NA | XXX04 | Women's Public Restroom | No | DEPT
[6 empty] | 05 | 3050 | 100 | NA | NA | XXX05 | All-Gender Public Restroom | No | DEPT
Chanute Facility #913 | (empty) | (empty) | (empty) | (empty) | (empty) | (empty) | N/A | (empty) | (empty) | (empty) | (empty) | Newly Installed South Restroom | (empty) | (empty)
Chanute Facility #914 | (empty) | (empty) | (empty) | (empty) | (empty) | (empty) | N/A | (empty) | (empty) | (empty) | (empty) | Newly Installed North Restroom | (empty) | (empty)

## 0167
Building Code | - multiple -
Building Name | Address | On or Off Campus | Ownership | State Supported | Auxiliary | Floor Code | Room Code | % of Space | Department Name | Org Code | Actual Room Use | Use Descrption | Split/Share | DOR | (empty)
Colonel Wolfe School | 403 E Healey St | On | Owned | Yes | No | 00 | 0012A | 100 | NA | NA | XXX03 | Men's Public Restroom | No | PP
[7 empty] | 0024C | 100 | NA | NA | XXX04 | Women's Public Restroom | No | PP
[6 empty] | 01 | 0140D | 100 | General & Unassigned | NGNG0236 | 31533 | Office Service - Restroom | No | PP
[6 empty] | 02 | 0212A | 100 | NA | NA | XXX04 | Women's Public Restroom | No | PP
Memorial Stadium | 1402 S First St | On | Owned | No | Yes | 01 | 1321 | 100 | NA | NA | XXX04 | Women's Public Restroom | No | DEPT
Chanute Facility #913 | (empty) | (empty) | (empty) | (empty) | (empty) | (empty) | N/A | (empty) | (empty) | (empty) | (empty) | Newly Installed South Restroom | (empty) | (empty)
Chanute Facility #914 | (empty) | (empty) | (empty) | (empty) | (empty) | (empty) | N/A | (empty) | (empty) | (empty) | (empty) | Newly Installed North Restroom | (empty) | (empty)

## 0170
Building Code | - multiple -
Building Name | Address | On or Off Campus | Ownership | State Supported | Auxiliary | Floor Code | Room Code | % of Space | Department Name | Org Code | Actual Room Use | Use Descrption | Split/Share | DOR | (empty)
Central Receiving Building | 1609 S Oak St | On | Owned | Yes | No | 01 | 0002 | 100 | NA | NA | XXX04 | Women's Public Restroom | No | PP
[7 empty] | 0003 | 100 | NA | NA | XXX03 | Men's Public Restroom | No | PP
[7 empty] | 0108 | 100 | NA | NA | XXX03 | Men's Public Restroom | No | PP
[7 empty] | 0110 | 100 | NA | NA | XXX04 | Women's Public Restroom | No | PP
Memorial Stadium | 1402 S First St | On | Owned | No | Yes | 01 | 1321 | 100 | NA | NA | XXX04 | Women's Public Restroom | No | DEPT
Chanute Facility #913 | (empty) | (empty) | (empty) | (empty) | (empty) | (empty) | N/A | (empty) | (empty) | (empty) | (empty) | Newly Installed South Restroom | (empty) | (empty)
Chanute Facility #914 | (empty) | (empty) | (empty) | (empty) | (empty) | (empty) | N/A | (empty) | (empty) | (empty) | (empty) | Newly Installed North Restroom | (empty) | (empty)

## 0171
Building Code | - multiple -
Building Name | Address | On or Off Campus | Ownership | State Supported | Auxiliary | Floor Code | Room Code | % of Space | Department Name | Org Code | Actual Room Use | Use Descrption | Split/Share | DOR | (empty)
Meat Science Laboratory | 1503 Maryland Dr | On | Owned | Yes | No | 01 | 0114 | 100 | NA | NA | XXX03 | Men's Public Restroom | No | PP
[7 empty] | 0116 | 100 | NA | NA | XXX04 | Women's Public Restroom | No | PP
[7 empty] | 0127A | 100 | Animal Sciences | KLKL0538 | 31533 | Office Service - Restroom | No | PP
[6 empty] | 02 | 0202 | 100 | NA | NA | XXX03 | Men's Public Restroom | No | PP
[7 empty] | 0204 | 100 | NA | NA | XXX04 | Women's Public Restroom | No | PP
Memorial Stadium | 1402 S First St | On | Owned | No | Yes | 01 | 1321 | 100 | NA | NA | XXX04 | Women's Public Restroom | No | DEPT
Chanute Facility #913 | (empty) | (empty) | (empty) | (empty) | (empty) | (empty) | N/A | (empty) | (empty) | (empty) | (empty) | Newly Installed South Restroom | (empty) | (empty)
Chanute Facility #914 | (empty) | (empty) | (empty) | (empty) | (empty) | (empty) | N/A | (empty) | (empty) | (empty) | (empty) | Newly Installed North Restroom | (empty) | (empty)

## 0172
Building Code | - multiple -
Building Name | Address | On or Off Campus | Ownership | State Supported | Auxiliary | Floor Code | Room Code | % of Space | Department Name | Org Code | Actual Room Use | Use Descrption | Split/Share | DOR | (empty)
Foreign Languages Building | 707 S Mathews Ave | On | Owned | Yes | No | 00 | G0029 | 100 | NA | NA | XXX03 | Men's Public Restroom | No | PP
[7 empty] | G0029A | 100 | NA | NA | XXX03 | Men's Public Restroom | No | PP
[7 empty] | G0031 | 100 | NA | NA | XXX04 | Women's Public Restroom | No | PP
[7 empty] | G0031A | 100 | NA | NA | XXX04 | Women's Public Restroom | No | PP
[6 empty] | 01 | 1090 | 100 | NA | NA | XXX04 | Women's Public Restroom | No | PP
[7 empty] | 1092 | 100 | NA | NA | XXX03 | Men's Public Restroom | No | PP
[6 empty] | 02 | 2063 | 100 | NA | NA | XXX04 | Women's Public Restroom | No | PP
[7 empty] | 2086 | 100 | NA | NA | XXX03 | Men's Public Restroom | No | PP
[6 empty] | 03 | 3063 | 100 | NA | NA | XXX03 | Men's Public Restroom | No | PP
[7 empty] | 3090 | 100 | NA | NA | XXX04 | Women's Public Restroom | No | PP
[6 empty] | 04 | 4063 | 100 | NA | NA | XXX04 | Women's Public Restroom | No | PP
[7 empty] | 4086 | 100 | NA | NA | XXX03 | Men's Public Restroom | No | PP
Memorial Stadium | 1402 S First St | On | Owned | No | Yes | 01 | 1321 | 100 | NA | NA | XXX04 | Women's Public Restroom | No | DEPT
Chanute Facility #913 | (empty) | (empty) | (empty) | (empty) | (empty) | (empty) | N/A | (empty) | (empty) | (empty) | (empty) | Newly Installed South Restroom | (empty) | (empty)
Chanute Facility #914 | (empty) | (empty) | (empty) | (empty) | (empty) | (empty) | N/A | (empty) | (empty) | (empty) | (empty) | Newly Installed North Restroom | (empty) | (empty)

## 0174
Building Code | - multiple -
Building Name | Address | On or Off Campus | Ownership | State Supported | Auxiliary | Floor Code | Room Code | % of Space | Department Name | Org Code | Actual Room Use | Use Descrption | Split/Share | DOR | (empty)
Engineering Sciences Building | 1101 Springfield Ave | On | Owned | Yes | No | 01 | 0122 | 100 | NA | NA | XXX03 | Men's Public Restroom | No | PP
[7 empty] | 0172 | 100 | NA | NA | XXX03 | Men's Public Restroom | No | PP
[7 empty] | 0195 | 100 | NA | NA | XXX03 | Men's Public Restroom | No | PP
[7 empty] | 0197 | 100 | NA | NA | XXX04 | Women's Public Restroom | No | PP
[7 empty] | 1140 | 100 | NA | NA | XXX04 | Women's Public Restroom | No | PP
[6 empty] | 02 | 0272 | 100 | NA | NA | XXX04 | Women's Public Restroom | No | PP
[7 empty] | 2-140 | 100 | NA | NA | XXX03 | Men's Public Restroom | No | PP
[6 empty] | 03 | 3140 | 100 | NA | NA | XXX04 | Women's Public Restroom | No | PP
[6 empty] | 04 | 4140 | 100 | NA | NA | XXX03 | Men's Public Restroom | No | PP
[6 empty] | 05 | 5140 | 100 | NA | NA | XXX04 | Women's Public Restroom | No | PP
[6 empty] | 06 | 6140 | 100 | NA | NA | XXX03 | Men's Public Restroom | No | PP
Memorial Stadium | 1402 S First St | On | Owned | No | Yes | 01 | 1321 | 100 | NA | NA | XXX04 | Women's Public Restroom | No | DEPT
Chanute Facility #913 | (empty) | (empty) | (empty) | (empty) | (empty) | (empty) | N/A | (empty) | (empty) | (empty) | (empty) | Newly Installed South Restroom | (empty) | (empty)
Chanute Facility #914 | (empty) | (empty) | (empty) | (empty) | (empty) | (empty) | N/A | (empty) | (empty) | (empty) | (empty) | Newly Installed North Restroom | (empty) | (empty)

## 0176
Building Code | - multiple -
Building Name | Address | On or Off Campus | Ownership | State Supported | Auxiliary | Floor Code | Room Code | % of Space | Department Name | Org Code | Actual Room Use | Use Descrption | Split/Share | DOR | (empty)
Memorial Stadium | 1402 S First St | On | Owned | No | Yes | 01 | 1321 | 100 | NA | NA | XXX04 | Women's Public Restroom | No | DEPT
Rehabilitation Education Center | 1207 S Oak St | On | Owned | Yes | No | 00 | 0081 | 100 | NA | NA | XXX04 | Women's Public Restroom | No | PP
[7 empty] | 0082 | 100 | NA | NA | XXX03 | Men's Public Restroom | No | PP
[6 empty] | 01 | 0105A2 | 100 | Disability Res & Educ Svcs | KYKY0943 | 31533 | Office Service - Restroom | No | PP
[7 empty] | 0115 | 100 | NA | NA | XXX04 | Women's Public Restroom | No | PP
[7 empty] | 0125 | 100 | NA | NA | XXX03 | Men's Public Restroom | No | PP
[7 empty] | 0126 | 100 | NA | NA | XXX04 | Women's Public Restroom | No | PP
[7 empty] | 0153 | 100 | NA | NA | XXX04 | Women's Public Restroom | No | PP
[7 empty] | 0155 | 100 | NA | NA | XXX03 | Men's Public Restroom | No | PP
Chanute Facility #913 | (empty) | (empty) | (empty) | (empty) | (empty) | (empty) | N/A | (empty) | (empty) | (empty) | (empty) | Newly Installed South Restroom | (empty) | (empty)
Chanute Facility #914 | (empty) | (empty) | (empty) | (empty) | (empty) | (empty) | N/A | (empty) | (empty) | (empty) | (empty) | Newly Installed North Restroom | (empty) | (empty)

## 0178
Building Code | - multiple -
Building Name | Address | On or Off Campus | Ownership | State Supported | Auxiliary | Floor Code | Room Code | % of Space | Department Name | Org Code | Actual Room Use | Use Descrption | Split/Share | DOR | (empty)
Mailing Center - 1611 S Oak | 1611 S Oak St | On | Owned | Yes | No | 01 | 0111 | 100 | NA | NA | XXX03 | Men's Public Restroom | No | PP
[7 empty] | 0112 | 100 | NA | NA | XXX04 | Women's Public Restroom | No | PP
Memorial Stadium | 1402 S First St | On | Owned | No | Yes | 01 | 1321 | 100 | NA | NA | XXX04 | Women's Public Restroom | No | DEPT
Chanute Facility #913 | (empty) | (empty) | (empty) | (empty) | (empty) | (empty) | N/A | (empty) | (empty) | (empty) | (empty) | Newly Installed South Restroom | (empty) | (empty)
Chanute Facility #914 | (empty) | (empty) | (empty) | (empty) | (empty) | (empty) | N/A | (empty) | (empty) | (empty) | (empty) | Newly Installed North Restroom | (empty) | (empty)

## 0179
Building Code | - multiple -
Building Name | Address | On or Off Campus | Ownership | State Supported | Auxiliary | Floor Code | Room Code | % of Space | Department Name | Org Code | Actual Room Use | Use Descrption | Split/Share | DOR | (empty)
Illini Grove, Seward Staley | 905 W Pennsylvania Ave | On | Owned | No | No | 01 | 0101 | 100 | NA | NA | XXX03 | Men's Public Restroom | No | DEPT
[7 empty] | 0103 | 100 | NA | NA | XXX04 | Women's Public Restroom | No | DEPT
Memorial Stadium | 1402 S First St | On | Owned | No | Yes | 01 | 1321 | 100 | NA | NA | XXX04 | Women's Public Restroom | No | DEPT
Chanute Facility #913 | (empty) | (empty) | (empty) | (empty) | (empty) | (empty) | N/A | (empty) | (empty) | (empty) | (empty) | Newly Installed South Restroom | (empty) | (empty)
Chanute Facility #914 | (empty) | (empty) | (empty) | (empty) | (empty) | (empty) | N/A | (empty) | (empty) | (empty) | (empty) | Newly Installed North Restroom | (empty) | (empty)

## 0180
Building Code | - multiple -
Building Name | Address | On or Off Campus | Ownership | State Supported | Auxiliary | Floor Code | Room Code | % of Space | Department Name | Org Code | Actual Room Use | Use Descrption | Split/Share | DOR | (empty)
Memorial Stadium | 1402 S First St | On | Owned | No | Yes | 01 | 1321 | 100 | NA | NA | XXX04 | Women's Public Restroom | No | DEPT
Stu-Staff Air Conditioning Center | 1109 W Green St | On | Owned | No | No | 01 | 0003 | 100 | NA | NA | XXX05 | All-Gender Public Restroom | No | DEPT
Chanute Facility #913 | (empty) | (empty) | (empty) | (empty) | (empty) | (empty) | N/A | (empty) | (empty) | (empty) | (empty) | Newly Installed South Restroom | (empty) | (empty)
Chanute Facility #914 | (empty) | (empty) | (empty) | (empty) | (empty) | (empty) | N/A | (empty) | (empty) | (empty) | (empty) | Newly Installed North Restroom | (empty) | (empty)

## 0181
Building Code | - multiple -
Building Name | Address | On or Off Campus | Ownership | State Supported | Auxiliary | Floor Code | Room Code | % of Space | Department Name | Org Code | Actual Room Use | Use Descrption | Split/Share | DOR | (empty)
Daniels Hall | 1010 W Green St | On | Owned | No | Yes | 01 | 0116 | 100 | NA | NA | XXX05 | All-Gender Public Restroom | No | DEPT
[7 empty] | 0118 | 100 | NA | NA | XXX05 | All-Gender Public Restroom | No | DEPT
[7 empty] | 0131 | 100 | NA | NA | XXX05 | All-Gender Public Restroom | No | DEPT
[7 empty] | 0133 | 100 | NA | NA | XXX05 | All-Gender Public Restroom | No | DEPT
Memorial Stadium | 1402 S First St | On | Owned | No | Yes | 01 | 1321 | 100 | NA | NA | XXX04 | Women's Public Restroom | No | DEPT
Chanute Facility #913 | (empty) | (empty) | (empty) | (empty) | (empty) | (empty) | N/A | (empty) | (empty) | (empty) | (empty) | Newly Installed South Restroom | (empty) | (empty)
Chanute Facility #914 | (empty) | (empty) | (empty) | (empty) | (empty) | (empty) | N/A | (empty) | (empty) | (empty) | (empty) | Newly Installed North Restroom | (empty) | (empty)

## 0183
Building Code | - multiple -
Building Name | Address | On or Off Campus | Ownership | State Supported | Auxiliary | Floor Code | Room Code | % of Space | Department Name | Org Code | Actual Room Use | Use Descrption | Split/Share | DOR | (empty)
Memorial Stadium | 1402 S First St | On | Owned | No | Yes | 01 | 1321 | 100 | NA | NA | XXX04 | Women's Public Restroom | No | DEPT
Wood Engineering Laboratory | 1305 S Goodwin Ave | On | Owned | Yes | No | 01 | 0133 | 100 | NA | NA | XXX04 | Women's Public Restroom | No | PP
[7 empty] | 0135 | 100 | NA | NA | XXX03 | Men's Public Restroom | No | PP
Chanute Facility #913 | (empty) | (empty) | (empty) | (empty) | (empty) | (empty) | N/A | (empty) | (empty) | (empty) | (empty) | Newly Installed South Restroom | (empty) | (empty)
Chanute Facility #914 | (empty) | (empty) | (empty) | (empty) | (empty) | (empty) | N/A | (empty) | (empty) | (empty) | (empty) | Newly Installed North Restroom | (empty) | (empty)

## 0184
Building Code | - multiple -
Building Name | Address | On or Off Campus | Ownership | State Supported | Auxiliary | Floor Code | Room Code | % of Space | Department Name | Org Code | Actual Room Use | Use Descrption | Split/Share | DOR | (empty)
1208 W Nevada St | 1208 W Nevada St | On | Owned | Yes | No | 01 | 1006 | 100 | NA | NA | XXX05 | All-Gender Public Restroom | No | PP
[6 empty] | 02 | 2004 | 100 | NA | NA | XXX05 | All-Gender Public Restroom | No | PP
Memorial Stadium | 1402 S First St | On | Owned | No | Yes | 01 | 1321 | 100 | NA | NA | XXX04 | Women's Public Restroom | No | DEPT
Chanute Facility #913 | (empty) | (empty) | (empty) | (empty) | (empty) | (empty) | N/A | (empty) | (empty) | (empty) | (empty) | Newly Installed South Restroom | (empty) | (empty)
Chanute Facility #914 | (empty) | (empty) | (empty) | (empty) | (empty) | (empty) | N/A | (empty) | (empty) | (empty) | (empty) | Newly Installed North Restroom | (empty) | (empty)

## 0187
Building Code | - multiple -
Building Name | Address | On or Off Campus | Ownership | State Supported | Auxiliary | Floor Code | Room Code | % of Space | Department Name | Org Code | Actual Room Use | Use Descrption | Split/Share | DOR | (empty)
Entomology Laboratory | 1902 Griffith Dr | On | Owned | Yes | No | 01 | 0102 | 100 | NA | NA | XXX05 | All-Gender Public Restroom | No | PP
Memorial Stadium | 1402 S First St | On | Owned | No | Yes | 01 | 1321 | 100 | NA | NA | XXX04 | Women's Public Restroom | No | DEPT
Chanute Facility #913 | (empty) | (empty) | (empty) | (empty) | (empty) | (empty) | N/A | (empty) | (empty) | (empty) | (empty) | Newly Installed South Restroom | (empty) | (empty)
Chanute Facility #914 | (empty) | (empty) | (empty) | (empty) | (empty) | (empty) | N/A | (empty) | (empty) | (empty) | (empty) | Newly Installed North Restroom | (empty) | (empty)

## 0188
Building Code | - multiple -
Building Name | Address | On or Off Campus | Ownership | State Supported | Auxiliary | Floor Code | Room Code | % of Space | Department Name | Org Code | Actual Room Use | Use Descrption | Split/Share | DOR | (empty)
Fred Turner Student Services Building | 610 E John St | On | Owned | No | Yes | 00 | 0023 | 100 | NA | NA | XXX04 | Women's Public Restroom | No | DEPT
[7 empty] | 0026 | 100 | NA | NA | XXX03 | Men's Public Restroom | No | DEPT
[6 empty] | 01 | 0123 | 100 | NA | NA | XXX04 | Women's Public Restroom | No | DEPT
[7 empty] | 0126 | 100 | NA | NA | XXX03 | Men's Public Restroom | No | DEPT
[6 empty] | 02 | 0223 | 100 | NA | NA | XXX04 | Women's Public Restroom | No | DEPT
[7 empty] | 0226 | 100 | NA | NA | XXX03 | Men's Public Restroom | No | DEPT
[6 empty] | 03 | 0324 | 100 | NA | NA | XXX03 | Men's Public Restroom | No | DEPT
[7 empty] | 0326 | 100 | NA | NA | XXX04 | Women's Public Restroom | No | DEPT
[6 empty] | 04 | 0402 | 100 | NA | NA | XXX04 | Women's Public Restroom | No | DEPT
[7 empty] | 0404 | 100 | NA | NA | XXX03 | Men's Public Restroom | No | DEPT
Memorial Stadium | 1402 S First St | On | Owned | No | Yes | 01 | 1321 | 100 | NA | NA | XXX04 | Women's Public Restroom | No | DEPT
Chanute Facility #913 | (empty) | (empty) | (empty) | (empty) | (empty) | (empty) | N/A | (empty) | (empty) | (empty) | (empty) | Newly Installed South Restroom | (empty) | (empty)
Chanute Facility #914 | (empty) | (empty) | (empty) | (empty) | (empty) | (empty) | N/A | (empty) | (empty) | (empty) | (empty) | Newly Installed North Restroom | (empty) | (empty)

## 0192
Building Code | - multiple -
Building Name | Address | On or Off Campus | Ownership | State Supported | Auxiliary | Floor Code | Room Code | % of Space | Department Name | Org Code | Actual Room Use | Use Descrption | Split/Share | DOR | (empty)
Medical Sciences Building | 506 S Mathews Ave | On | Owned | Yes | No | 00 | 0005 | 100 | Division of Animal Resources | NENE0298 | 57570 | Animal Quarters Service - Restroom | No | PP
[7 empty] | 0017A | 100 | Division of Animal Resources | NENE0298 | 57570 | Animal Quarters Service - Restroom | No | PP
[7 empty] | 0076 | 100 | NA | NA | XXX04 | Women's Public Restroom | No | PP
[7 empty] | 0078 | 100 | NA | NA | XXX03 | Men's Public Restroom | No | PP
[6 empty] | 01 | 0167 | 100 | NA | NA | XXX03 | Men's Public Restroom | No | PP
[7 empty] | 0169 | 100 | NA | NA | XXX04 | Women's Public Restroom | No | PP
[6 empty] | 02 | 0203 | 100 | NA | NA | XXX04 | Women's Public Restroom | No | PP
[7 empty] | 0206 | 100 | NA | NA | XXX03 | Men's Public Restroom | No | PP
[6 empty] | 03 | 0375 | 100 | NA | NA | XXX03 | Men's Public Restroom | No | PP
[7 empty] | 0376 | 100 | NA | NA | XXX04 | Women's Public Restroom | No | PP
[6 empty] | 04 | 0455 | 100 | NA | NA | XXX04 | Women's Public Restroom | No | PP
[7 empty] | 0473 | 100 | NA | NA | XXX03 | Men's Public Restroom | No | PP
[6 empty] | 05 | 0555 | 100 | NA | NA | XXX04 | Women's Public Restroom | No | PP
[7 empty] | 0573 | 100 | NA | NA | XXX03 | Men's Public Restroom | No | PP
Memorial Stadium | 1402 S First St | On | Owned | No | Yes | 01 | 1321 | 100 | NA | NA | XXX04 | Women's Public Restroom | No | DEPT
Chanute Facility #913 | (empty) | (empty) | (empty) | (empty) | (empty) | (empty) | N/A | (empty) | (empty) | (empty) | (empty) | Newly Installed South Restroom | (empty) | (empty)
Chanute Facility #914 | (empty) | (empty) | (empty) | (empty) | (empty) | (empty) | N/A | (empty) | (empty) | (empty) | (empty) | Newly Installed North Restroom | (empty) | (empty)

## 0193
Building Code | - multiple -
Building Name | Address | On or Off Campus | Ownership | State Supported | Auxiliary | Floor Code | Room Code | % of Space | Department Name | Org Code | Actual Room Use | Use Descrption | Split/Share | DOR | (empty)
Memorial Stadium | 1402 S First St | On | Owned | No | Yes | 01 | 1321 | 100 | NA | NA | XXX04 | Women's Public Restroom | No | DEPT
Swanlund Administration Building | 601 E John St | On | Owned | Yes | No | 01 | 0110 | 100 | NA | NA | XXX03 | Men's Public Restroom | No | PP
[7 empty] | 0111 | 100 | NA | NA | XXX04 | Women's Public Restroom | No | PP
[6 empty] | 03 | 0311 | 100 | NA | NA | XXX03 | Men's Public Restroom | No | PP
[7 empty] | 0312 | 100 | NA | NA | XXX04 | Women's Public Restroom | No | PP
[6 empty] | 05 | 0511 | 100 | NA | NA | XXX03 | Men's Public Restroom | No | PP
[7 empty] | 0512 | 100 | NA | NA | XXX04 | Women's Public Restroom | No | PP
Chanute Facility #913 | (empty) | (empty) | (empty) | (empty) | (empty) | (empty) | N/A | (empty) | (empty) | (empty) | (empty) | Newly Installed South Restroom | (empty) | (empty)
Chanute Facility #914 | (empty) | (empty) | (empty) | (empty) | (empty) | (empty) | N/A | (empty) | (empty) | (empty) | (empty) | Newly Installed North Restroom | (empty) | (empty)

## 0194
Building Code | - multiple -
Building Name | Address | On or Off Campus | Ownership | State Supported | Auxiliary | Floor Code | Room Code | % of Space | Department Name | Org Code | Actual Room Use | Use Descrption | Split/Share | DOR | (empty)
Memorial Stadium | 1402 S First St | On | Owned | No | Yes | 01 | 1321 | 100 | NA | NA | XXX04 | Women's Public Restroom | No | DEPT
USDA Nematology Greenhouse | 1105 Dorner Dr | On | Owned | No | No | 01 | 0101 | 100 | NA | NA | XXX05 | All-Gender Public Restroom | No | DEPT
Chanute Facility #913 | (empty) | (empty) | (empty) | (empty) | (empty) | (empty) | N/A | (empty) | (empty) | (empty) | (empty) | Newly Installed South Restroom | (empty) | (empty)
Chanute Facility #914 | (empty) | (empty) | (empty) | (empty) | (empty) | (empty) | N/A | (empty) | (empty) | (empty) | (empty) | Newly Installed North Restroom | (empty) | (empty)

## 0195
Building Code | - multiple -
Building Name | Address | On or Off Campus | Ownership | State Supported | Auxiliary | Floor Code | Room Code | % of Space | Department Name | Org Code | Actual Room Use | Use Descrption | Split/Share | DOR | (empty)
1203 W Nevada St | 1203 W Nevada St | On | Owned | Yes | No | 01 | 0111 | 100 | NA | NA | XXX05 | All-Gender Public Restroom | No | PP
[6 empty] | 02 | 0209 | 100 | NA | NA | XXX05 | All-Gender Public Restroom | No | PP
Memorial Stadium | 1402 S First St | On | Owned | No | Yes | 01 | 1321 | 100 | NA | NA | XXX04 | Women's Public Restroom | No | DEPT
Chanute Facility #913 | (empty) | (empty) | (empty) | (empty) | (empty) | (empty) | N/A | (empty) | (empty) | (empty) | (empty) | Newly Installed South Restroom | (empty) | (empty)
Chanute Facility #914 | (empty) | (empty) | (empty) | (empty) | (empty) | (empty) | N/A | (empty) | (empty) | (empty) | (empty) | Newly Installed North Restroom | (empty) | (empty)

## 0196
Building Code | - multiple -
Building Name | Address | On or Off Campus | Ownership | State Supported | Auxiliary | Floor Code | Room Code | % of Space | Department Name | Org Code | Actual Room Use | Use Descrption | Split/Share | DOR | (empty)
Memorial Stadium | 1402 S First St | On | Owned | No | Yes | 01 | 1321 | 100 | NA | NA | XXX04 | Women's Public Restroom | No | DEPT
Optical Physics and Engineering Building | 607 E Healey St | On | Owned | Yes | No | 01 | 0107 | 100 | NA | NA | XXX05 | All-Gender Public Restroom | No | PP
[7 empty] | 0109 | 100 | NA | NA | XXX03 | Men's Public Restroom | No | PP
[7 empty] | 0110 | 100 | NA | NA | XXX04 | Women's Public Restroom | No | PP
Chanute Facility #913 | (empty) | (empty) | (empty) | (empty) | (empty) | (empty) | N/A | (empty) | (empty) | (empty) | (empty) | Newly Installed South Restroom | (empty) | (empty)
Chanute Facility #914 | (empty) | (empty) | (empty) | (empty) | (empty) | (empty) | N/A | (empty) | (empty) | (empty) | (empty) | Newly Installed North Restroom | (empty) | (empty)

## 0197
Building Code | - multiple -
Building Name | Address | On or Off Campus | Ownership | State Supported | Auxiliary | Floor Code | Room Code | % of Space | Department Name | Org Code | Actual Room Use | Use Descrption | Split/Share | DOR | (empty)
Memorial Stadium | 1402 S First St | On | Owned | No | Yes | 01 | 1321 | 100 | NA | NA | XXX04 | Women's Public Restroom | No | DEPT
Turner Hall | 1102 S Goodwin Ave | On | Owned | Yes | No | 00 | N0012 | 100 | NA | NA | XXX04 | Women's Public Restroom | No | PP
[7 empty] | S0030 | 100 | NA | NA | XXX03 | Men's Public Restroom | No | PP
[7 empty] | W0006 | 100 | NA | NA | XXX03 | Men's Public Restroom | No | PP
[6 empty] | 01 | N0112 | 100 | NA | NA | XXX03 | Men's Public Restroom | No | PP
[7 empty] | S0124 | 100 | NA | NA | XXX03 | Men's Public Restroom | No | PP
[7 empty] | W0106A | 100 | NA | NA | XXX04 | Women's Public Restroom | No | PP
[6 empty] | 02 | N0212 | 100 | NA | NA | XXX03 | Men's Public Restroom | No | PP
[7 empty] | S0228 | 100 | NA | NA | XXX03 | Men's Public Restroom | No | PP
[7 empty] | W0204 | 100 | NA | NA | XXX05 | All-Gender Public Restroom | No | PP
[7 empty] | W0205 | 100 | NA | NA | XXX04 | Women's Public Restroom | No | PP
[6 empty] | 03 | N0308 | 100 | NA | NA | XXX04 | Women's Public Restroom | No | PP
[7 empty] | S0328 | 100 | NA | NA | XXX04 | Women's Public Restroom | No | PP
[7 empty] | W0306 | 100 | NA | NA | XXX03 | Men's Public Restroom | No | PP
[6 empty] | 04 | N0408 | 100 | NA | NA | XXX04 | Women's Public Restroom | No | PP
[7 empty] | S0428 | 100 | NA | NA | XXX03 | Men's Public Restroom | No | PP
[7 empty] | W0406 | 100 | NA | NA | XXX03 | Men's Public Restroom | No | PP
[6 empty] | 05 | N0508 | 100 | NA | NA | XXX04 | Women's Public Restroom | No | PP
[7 empty] | S0528 | 100 | NA | NA | XXX04 | Women's Public Restroom | No | PP
[7 empty] | W0504 | 100 | NA | NA | XXX03 | Men's Public Restroom | No | PP
Chanute Facility #913 | (empty) | (empty) | (empty) | (empty) | (empty) | (empty) | N/A | (empty) | (empty) | (empty) | (empty) | Newly Installed South Restroom | (empty) | (empty)
Chanute Facility #914 | (empty) | (empty) | (empty) | (empty) | (empty) | (empty) | N/A | (empty) | (empty) | (empty) | (empty) | Newly Installed North Restroom | (empty) | (empty)

## 0198
Building Code | - multiple -
Building Name | Address | On or Off Campus | Ownership | State Supported | Auxiliary | Floor Code | Room Code | % of Space | Department Name | Org Code | Actual Room Use | Use Descrption | Split/Share | DOR | (empty)
Memorial Stadium | 1402 S First St | On | Owned | No | Yes | 01 | 1321 | 100 | NA | NA | XXX04 | Women's Public Restroom | No | DEPT
Physical Plant Service Building | 1501 S Oak St | On | Owned | Yes | No | 00 | 0061 | 100 | NA | NA | XXX03 | Men's Public Restroom | No | PP
[7 empty] | 0062 | 100 | NA | NA | XXX04 | Women's Public Restroom | No | PP
[6 empty] | 01 | 0104 | 100 | NA | NA | XXX04 | Women's Public Restroom | No | PP
[7 empty] | 0104A | 100 | NA | NA | XXX03 | Men's Public Restroom | No | PP
[7 empty] | 0144 | 100 | NA | NA | XXX04 | Women's Public Restroom | No | PP
[7 empty] | 0144A | 100 | NA | NA | XXX03 | Men's Public Restroom | No | PP
[7 empty] | 0152 | 100 | NA | NA | XXX03 | Men's Public Restroom | No | PP
[7 empty] | 1840A | 100 | NA | NA | XXX03 | Men's Public Restroom | No | PP
[7 empty] | 1840B | 100 | NA | NA | XXX04 | Women's Public Restroom | No | PP
Chanute Facility #913 | (empty) | (empty) | (empty) | (empty) | (empty) | (empty) | N/A | (empty) | (empty) | (empty) | (empty) | Newly Installed South Restroom | (empty) | (empty)
Chanute Facility #914 | (empty) | (empty) | (empty) | (empty) | (empty) | (empty) | N/A | (empty) | (empty) | (empty) | (empty) | Newly Installed North Restroom | (empty) | (empty)

## 0199
Building Code | - multiple -
Building Name | Address | On or Off Campus | Ownership | State Supported | Auxiliary | Floor Code | Room Code | % of Space | Department Name | Org Code | Actual Room Use | Use Descrption | Split/Share | DOR | (empty)
1001 W Nevada St | 1001 W Nevada St | On | Owned | Yes | No | 01 | 0107 | 100 | NA | NA | XXX05 | All-Gender Public Restroom | No | PP
[6 empty] | 02 | 0209 | 100 | NA | NA | XXX05 | All-Gender Public Restroom | No | PP
Memorial Stadium | 1402 S First St | On | Owned | No | Yes | 01 | 1321 | 100 | NA | NA | XXX04 | Women's Public Restroom | No | DEPT
Chanute Facility #913 | (empty) | (empty) | (empty) | (empty) | (empty) | (empty) | N/A | (empty) | (empty) | (empty) | (empty) | Newly Installed South Restroom | (empty) | (empty)
Chanute Facility #914 | (empty) | (empty) | (empty) | (empty) | (empty) | (empty) | N/A | (empty) | (empty) | (empty) | (empty) | Newly Installed North Restroom | (empty) | (empty)

## 0201
Building Code | - multiple -
Building Name | Address | On or Off Campus | Ownership | State Supported | Auxiliary | Floor Code | Room Code | % of Space | Department Name | Org Code | Actual Room Use | Use Descrption | Split/Share | DOR | (empty)
Garage and Car Pool | 1701 S Oak St | On | Owned | Yes | No | 01 | B0001 | 100 | NA | NA | XXX03 | Men's Public Restroom | No | PP
[7 empty] | B0002 | 100 | NA | NA | XXX04 | Women's Public Restroom | No | PP
Memorial Stadium | 1402 S First St | On | Owned | No | Yes | 01 | 1321 | 100 | NA | NA | XXX04 | Women's Public Restroom | No | DEPT
Chanute Facility #913 | (empty) | (empty) | (empty) | (empty) | (empty) | (empty) | N/A | (empty) | (empty) | (empty) | (empty) | Newly Installed South Restroom | (empty) | (empty)
Chanute Facility #914 | (empty) | (empty) | (empty) | (empty) | (empty) | (empty) | N/A | (empty) | (empty) | (empty) | (empty) | Newly Installed North Restroom | (empty) | (empty)

## 0204
Building Code | - multiple -
Building Name | Address | On or Off Campus | Ownership | State Supported | Auxiliary | Floor Code | Room Code | % of Space | Department Name | Org Code | Actual Room Use | Use Descrption | Split/Share | DOR | (empty)
Hydrogen Liquefier Building | 1301 S Oak St | On | Owned | Yes | No | 01 | 0131 | 100 | NA | NA | XXX05 | All-Gender Public Restroom | No | PP
Memorial Stadium | 1402 S First St | On | Owned | No | Yes | 01 | 1321 | 100 | NA | NA | XXX04 | Women's Public Restroom | No | DEPT
Chanute Facility #913 | (empty) | (empty) | (empty) | (empty) | (empty) | (empty) | N/A | (empty) | (empty) | (empty) | (empty) | Newly Installed South Restroom | (empty) | (empty)
Chanute Facility #914 | (empty) | (empty) | (empty) | (empty) | (empty) | (empty) | N/A | (empty) | (empty) | (empty) | (empty) | Newly Installed North Restroom | (empty) | (empty)

## 0206
Building Code | - multiple -
Building Name | Address | On or Off Campus | Ownership | State Supported | Auxiliary | Floor Code | Room Code | % of Space | Department Name | Org Code | Actual Room Use | Use Descrption | Split/Share | DOR | (empty)
Illinois Sustainable Technology Center | 1 Hazelwood Dr | On | Owned | Yes | No | 01 | 0111 | 100 | NA | NA | XXX04 | Women's Public Restroom | No | PP
[7 empty] | 0112 | 100 | NA | NA | XXX03 | Men's Public Restroom | No | PP
[7 empty] | 0135 | 100 | NA | NA | XXX04 | Women's Public Restroom | No | PP
[7 empty] | 0137 | 100 | NA | NA | XXX03 | Men's Public Restroom | No | PP
[7 empty] | 0169 | 100 | NA | NA | XXX03 | Men's Public Restroom | No | PP
[7 empty] | 0174 | 100 | NA | NA | XXX04 | Women's Public Restroom | No | PP
[6 empty] | 02 | 0211 | 100 | NA | NA | XXX04 | Women's Public Restroom | No | PP
[7 empty] | 0212 | 100 | NA | NA | XXX04 | Women's Public Restroom | No | PP
Memorial Stadium | 1402 S First St | On | Owned | No | Yes | 01 | 1321 | 100 | NA | NA | XXX04 | Women's Public Restroom | No | DEPT
Chanute Facility #913 | (empty) | (empty) | (empty) | (empty) | (empty) | (empty) | N/A | (empty) | (empty) | (empty) | (empty) | Newly Installed South Restroom | (empty) | (empty)
Chanute Facility #914 | (empty) | (empty) | (empty) | (empty) | (empty) | (empty) | N/A | (empty) | (empty) | (empty) | (empty) | Newly Installed North Restroom | (empty) | (empty)

## 0208
Building Code | - multiple -
Building Name | Address | On or Off Campus | Ownership | State Supported | Auxiliary | Floor Code | Room Code | % of Space | Department Name | Org Code | Actual Room Use | Use Descrption | Split/Share | DOR | (empty)
Atmospheric Sciences Building | 103 S Gregory St | On | Owned | Yes | No | 01 | 0117 | 100 | NA | NA | XXX03 | Men's Public Restroom | No | PP
[7 empty] | 0118 | 100 | NA | NA | XXX04 | Women's Public Restroom | No | PP
Memorial Stadium | 1402 S First St | On | Owned | No | Yes | 01 | 1321 | 100 | NA | NA | XXX04 | Women's Public Restroom | No | DEPT
Chanute Facility #913 | (empty) | (empty) | (empty) | (empty) | (empty) | (empty) | N/A | (empty) | (empty) | (empty) | (empty) | Newly Installed South Restroom | (empty) | (empty)
Chanute Facility #914 | (empty) | (empty) | (empty) | (empty) | (empty) | (empty) | N/A | (empty) | (empty) | (empty) | (empty) | Newly Installed North Restroom | (empty) | (empty)

## 0209
Building Code | - multiple -
Building Name | Address | On or Off Campus | Ownership | State Supported | Auxiliary | Floor Code | Room Code | % of Space | Department Name | Org Code | Actual Room Use | Use Descrption | Split/Share | DOR | (empty)
Memorial Stadium | 1402 S First St | On | Owned | No | Yes | 01 | 1321 | 100 | NA | NA | XXX04 | Women's Public Restroom | No | DEPT
Speech and Hearing Science | 901 S Sixth St | On | Owned | Yes | No | 00 | 0030 | 100 | NA | NA | XXX04 | Women's Public Restroom | No | PP
[7 empty] | 0037 | 100 | NA | NA | XXX03 | Men's Public Restroom | No | PP
Chanute Facility #913 | (empty) | (empty) | (empty) | (empty) | (empty) | (empty) | N/A | (empty) | (empty) | (empty) | (empty) | Newly Installed South Restroom | (empty) | (empty)
Chanute Facility #914 | (empty) | (empty) | (empty) | (empty) | (empty) | (empty) | N/A | (empty) | (empty) | (empty) | (empty) | Newly Installed North Restroom | (empty) | (empty)

## 0210
Building Code | - multiple -
Building Name | Address | On or Off Campus | Ownership | State Supported | Auxiliary | Floor Code | Room Code | % of Space | Department Name | Org Code | Actual Room Use | Use Descrption | Split/Share | DOR | (empty)
Digital Computer Laboratory | 1304 Springfield Ave | On | Owned | Yes | No | 00 | L0222 | 100 | NA | NA | XXX04 | Women's Public Restroom | No | PP
[7 empty] | L0224 | 100 | NA | NA | XXX03 | Men's Public Restroom | No | PP
[6 empty] | 01 | 1402 | 100 | NA | NA | XXX04 | Women's Public Restroom | No | PP
[7 empty] | 1404 | 100 | NA | NA | XXX03 | Men's Public Restroom | No | PP
[7 empty] | 1414 | 100 | NA | NA | XXX04 | Women's Public Restroom | No | PP
[7 empty] | 1421 | 100 | NA | NA | XXX03 | Men's Public Restroom | No | PP
[7 empty] | 1520 | 100 | NA | NA | XXX03 | Men's Public Restroom | No | PP
[7 empty] | 1522 | 100 | NA | NA | XXX04 | Women's Public Restroom | No | PP
[7 empty] | 1524 | 100 | NA | NA | XXX03 | Men's Public Restroom | No | PP
[6 empty] | 02 | 2104 | 100 | NA | NA | XXX04 | Women's Public Restroom | No | PP
[7 empty] | 2301 | 100 | NA | NA | XXX03 | Men's Public Restroom | No | PP
[7 empty] | 2418A | 100 | NA | NA | XXX04 | Women's Public Restroom | No | PP
[7 empty] | 2520 | 100 | NA | NA | XXX03 | Men's Public Restroom | No | PP
[6 empty] | 03 | 3104 | 100 | NA | NA | XXX03 | Men's Public Restroom | No | PP
[7 empty] | 3301 | 100 | NA | NA | XXX04 | Women's Public Restroom | No | PP
Memorial Stadium | 1402 S First St | On | Owned | No | Yes | 01 | 1321 | 100 | NA | NA | XXX04 | Women's Public Restroom | No | DEPT
Chanute Facility #913 | (empty) | (empty) | (empty) | (empty) | (empty) | (empty) | N/A | (empty) | (empty) | (empty) | (empty) | Newly Installed South Restroom | (empty) | (empty)
Chanute Facility #914 | (empty) | (empty) | (empty) | (empty) | (empty) | (empty) | N/A | (empty) | (empty) | (empty) | (empty) | Newly Installed North Restroom | (empty) | (empty)

## 0213
Building Code | - multiple -
Building Name | Address | On or Off Campus | Ownership | State Supported | Auxiliary | Floor Code | Room Code | % of Space | Department Name | Org Code | Actual Room Use | Use Descrption | Split/Share | DOR | (empty)
Environ Health & Safety Building | 101 S Gregory St | On | Owned | Yes | No | 01 | 0113 | 100 | NA | NA | XXX04 | Women's Public Restroom | No | PP
[7 empty] | 0116 | 100 | NA | NA | XXX03 | Men's Public Restroom | No | PP
Memorial Stadium | 1402 S First St | On | Owned | No | Yes | 01 | 1321 | 100 | NA | NA | XXX04 | Women's Public Restroom | No | DEPT
Chanute Facility #913 | (empty) | (empty) | (empty) | (empty) | (empty) | (empty) | N/A | (empty) | (empty) | (empty) | (empty) | Newly Installed South Restroom | (empty) | (empty)
Chanute Facility #914 | (empty) | (empty) | (empty) | (empty) | (empty) | (empty) | N/A | (empty) | (empty) | (empty) | (empty) | Newly Installed North Restroom | (empty) | (empty)

## 0217
Building Code | - multiple -
Building Name | Address | On or Off Campus | Ownership | State Supported | Auxiliary | Floor Code | Room Code | % of Space | Department Name | Org Code | Actual Room Use | Use Descrption | Split/Share | DOR | (empty)
Housing Food Stores | 1321 S Oak St | On | Owned | No | Yes | 01 | 0009C | 100 | NA | NA | XXX04 | Women's Public Restroom | No | DEPT
[7 empty] | 0040 | 100 | NA | NA | XXX03 | Men's Public Restroom | No | DEPT
[7 empty] | 0040C | 100 | NA | NA | XXX03 | Men's Public Restroom | No | DEPT
Memorial Stadium | 1402 S First St | On | Owned | No | Yes | 01 | 1321 | 100 | NA | NA | XXX04 | Women's Public Restroom | No | DEPT
Chanute Facility #913 | (empty) | (empty) | (empty) | (empty) | (empty) | (empty) | N/A | (empty) | (empty) | (empty) | (empty) | Newly Installed South Restroom | (empty) | (empty)
Chanute Facility #914 | (empty) | (empty) | (empty) | (empty) | (empty) | (empty) | N/A | (empty) | (empty) | (empty) | (empty) | Newly Installed North Restroom | (empty) | (empty)

## 0218
Building Code | - multiple -
Building Name | Address | On or Off Campus | Ownership | State Supported | Auxiliary | Floor Code | Room Code | % of Space | Department Name | Org Code | Actual Room Use | Use Descrption | Split/Share | DOR | (empty)
Memorial Stadium | 1402 S First St | On | Owned | No | Yes | 01 | 1321 | 100 | NA | NA | XXX04 | Women's Public Restroom | No | DEPT
School of Labor and Employment Relations | 504 E Armory Ave | On | Owned | Yes | No | 00 | 0008 | 100 | NA | NA | XXX03 | Men's Public Restroom | No | PP
[7 empty] | 0012 | 100 | NA | NA | XXX04 | Women's Public Restroom | No | PP
[7 empty] | 0029 | 100 | NA | NA | XXX04 | Women's Public Restroom | No | PP
[7 empty] | 0030 | 100 | NA | NA | XXX05 | All-Gender Public Restroom | No | PP
[6 empty] | 01 | 0112 | 100 | NA | NA | XXX05 | All-Gender Public Restroom | No | PP
[7 empty] | 0114 | 100 | NA | NA | XXX05 | All-Gender Public Restroom | No | PP
[6 empty] | 02 | 0212 | 100 | NA | NA | XXX05 | All-Gender Public Restroom | No | PP
[7 empty] | 0230 | 100 | NA | NA | XXX04 | Women's Public Restroom | No | PP
[7 empty] | 0230A | 100 | NA | NA | XXX05 | All-Gender Public Restroom | No | PP
Chanute Facility #913 | (empty) | (empty) | (empty) | (empty) | (empty) | (empty) | N/A | (empty) | (empty) | (empty) | (empty) | Newly Installed South Restroom | (empty) | (empty)
Chanute Facility #914 | (empty) | (empty) | (empty) | (empty) | (empty) | (empty) | N/A | (empty) | (empty) | (empty) | (empty) | Newly Installed North Restroom | (empty) | (empty)

## 0219
Building Code | - multiple -
Building Name | Address | On or Off Campus | Ownership | State Supported | Auxiliary | Floor Code | Room Code | % of Space | Department Name | Org Code | Actual Room Use | Use Descrption | Split/Share | DOR | (empty)
Art and Design Building | 408 Peabody Dr | On | Owned | Yes | No | 00 | 0003A | 100 | NA | NA | XXX03 | Men's Public Restroom | No | PP
[7 empty] | 0003B | 100 | NA | NA | XXX03 | Men's Public Restroom | No | PP
[6 empty] | 01 | 0103 | 100 | NA | NA | XXX04 | Women's Public Restroom | No | PP
[7 empty] | 0105 | 100 | NA | NA | XXX03 | Men's Public Restroom | No | PP
[6 empty] | 02 | 0203 | 100 | NA | NA | XXX03 | Men's Public Restroom | No | PP
[6 empty] | 03 | 0303 | 100 | NA | NA | XXX04 | Women's Public Restroom | No | PP
Memorial Stadium | 1402 S First St | On | Owned | No | Yes | 01 | 1321 | 100 | NA | NA | XXX04 | Women's Public Restroom | No | DEPT
Chanute Facility #913 | (empty) | (empty) | (empty) | (empty) | (empty) | (empty) | N/A | (empty) | (empty) | (empty) | (empty) | Newly Installed South Restroom | (empty) | (empty)
Chanute Facility #914 | (empty) | (empty) | (empty) | (empty) | (empty) | (empty) | N/A | (empty) | (empty) | (empty) | (empty) | Newly Installed North Restroom | (empty) | (empty)

## 0220
Building Code | - multiple -
Building Name | Address | On or Off Campus | Ownership | State Supported | Auxiliary | Floor Code | Room Code | % of Space | Department Name | Org Code | Actual Room Use | Use Descrption | Split/Share | DOR | (empty)
Krannert Art Museum | 500 Peabody Dr | On | Owned | Yes | No | 00 | 0055 | 100 | NA | NA | XXX03 | Men's Public Restroom | No | PP
[7 empty] | 0056 | 100 | NA | NA | XXX04 | Women's Public Restroom | No | PP
[7 empty] | 0072B | 100 | Krannert Art Museum | KRKR0607 | 91900 | Toilet or Bath | No | PP
[6 empty] | 01 | 0104 | 100 | NA | NA | XXX03 | Men's Public Restroom | No | PP
[7 empty] | 0104A | 100 | NA | NA | XXX03 | Men's Public Restroom | No | PP
[7 empty] | 0110 | 100 | NA | NA | XXX04 | Women's Public Restroom | No | PP
[7 empty] | 0110A | 100 | NA | NA | XXX03 | Men's Public Restroom | No | PP
[7 empty] | 0175A | 100 | NA | NA | XXX05 | All-Gender Public Restroom | No | PP
[6 empty] | 02 | 0211 | 100 | NA | NA | XXX05 | All-Gender Public Restroom | No | PP
Memorial Stadium | 1402 S First St | On | Owned | No | Yes | 01 | 1321 | 100 | NA | NA | XXX04 | Women's Public Restroom | No | DEPT
Chanute Facility #913 | (empty) | (empty) | (empty) | (empty) | (empty) | (empty) | N/A | (empty) | (empty) | (empty) | (empty) | Newly Installed South Restroom | (empty) | (empty)
Chanute Facility #914 | (empty) | (empty) | (empty) | (empty) | (empty) | (empty) | N/A | (empty) | (empty) | (empty) | (empty) | Newly Installed North Restroom | (empty) | (empty)

## 0221
Building Code | - multiple -
Building Name | Address | On or Off Campus | Ownership | State Supported | Auxiliary | Floor Code | Room Code | % of Space | Department Name | Org Code | Actual Room Use | Use Descrption | Split/Share | DOR | (empty)
805 W Pennsylvania Ave | 805 W Pennsylvania Ave | Off | Owned | Yes | No | 00 | 0019 | 100 | NA | NA | XXX05 | All-Gender Public Restroom | No | PP
[6 empty] | 01 | 0106 | 100 | NA | NA | XXX05 | All-Gender Public Restroom | No | PP
[7 empty] | 0107 | 100 | NA | NA | XXX05 | All-Gender Public Restroom | No | PP
[7 empty] | 0109 | 100 | NA | NA | XXX03 | Men's Public Restroom | No | PP
[7 empty] | 0115 | 100 | NA | NA | XXX04 | Women's Public Restroom | No | PP
[6 empty] | 02 | 0209 | 100 | NA | NA | XXX04 | Women's Public Restroom | No | PP
[7 empty] | 0209A | 100 | NA | NA | XXX04 | Women's Public Restroom | No | PP
[6 empty] | 03 | 0311 | 100 | NA | NA | XXX05 | All-Gender Public Restroom | No | PP
Memorial Stadium | 1402 S First St | On | Owned | No | Yes | 01 | 1321 | 100 | NA | NA | XXX04 | Women's Public Restroom | No | DEPT
Chanute Facility #913 | (empty) | (empty) | (empty) | (empty) | (empty) | (empty) | N/A | (empty) | (empty) | (empty) | (empty) | Newly Installed South Restroom | (empty) | (empty)
Chanute Facility #914 | (empty) | (empty) | (empty) | (empty) | (empty) | (empty) | N/A | (empty) | (empty) | (empty) | (empty) | Newly Installed North Restroom | (empty) | (empty)

## 0222
Building Code | - multiple -
Building Name | Address | On or Off Campus | Ownership | State Supported | Auxiliary | Floor Code | Room Code | % of Space | Department Name | Org Code | Actual Room Use | Use Descrption | Split/Share | DOR | (empty)
Memorial Stadium | 1402 S First St | On | Owned | No | Yes | 01 | 1321 | 100 | NA | NA | XXX04 | Women's Public Restroom | No | DEPT
Printing and Photographic Services Building | 55 E Armory Ave, 54 Gregory Dr | On | Owned | Yes | No | 01 | 0114 | 100 | NA | NA | XXX05 | All-Gender Public Restroom | No | PP
[7 empty] | 0136 | 100 | NA | NA | XXX04 | Women's Public Restroom | No | PP
[7 empty] | 0136A | 100 | NA | NA | XXX04 | Women's Public Restroom | No | PP
[7 empty] | 0138M | 100 | NA | NA | XXX03 | Men's Public Restroom | No | PP
Chanute Facility #913 | (empty) | (empty) | (empty) | (empty) | (empty) | (empty) | N/A | (empty) | (empty) | (empty) | (empty) | Newly Installed South Restroom | (empty) | (empty)
Chanute Facility #914 | (empty) | (empty) | (empty) | (empty) | (empty) | (empty) | N/A | (empty) | (empty) | (empty) | (empty) | Newly Installed North Restroom | (empty) | (empty)

## 0224
Building Code | - multiple -
Building Name | Address | On or Off Campus | Ownership | State Supported | Auxiliary | Floor Code | Room Code | % of Space | Department Name | Org Code | Actual Room Use | Use Descrption | Split/Share | DOR | (empty)
1205 W Oregon St | 1205 W Oregon St | On | Owned | Yes | No | 00 | 0001 | 100 | NA | NA | XXX05 | All-Gender Public Restroom | No | PP
[6 empty] | 02 | 0205 | 100 | NA | NA | XXX05 | All-Gender Public Restroom | No | PP
[7 empty] | 0207 | 100 | NA | NA | XXX05 | All-Gender Public Restroom | No | PP
[6 empty] | 03 | 0305 | 100 | NA | NA | XXX05 | All-Gender Public Restroom | No | PP
Memorial Stadium | 1402 S First St | On | Owned | No | Yes | 01 | 1321 | 100 | NA | NA | XXX04 | Women's Public Restroom | No | DEPT
Chanute Facility #913 | (empty) | (empty) | (empty) | (empty) | (empty) | (empty) | N/A | (empty) | (empty) | (empty) | (empty) | Newly Installed South Restroom | (empty) | (empty)
Chanute Facility #914 | (empty) | (empty) | (empty) | (empty) | (empty) | (empty) | N/A | (empty) | (empty) | (empty) | (empty) | Newly Installed North Restroom | (empty) | (empty)

## 0228
Building Code | - multiple -
Building Name | Address | On or Off Campus | Ownership | State Supported | Auxiliary | Floor Code | Room Code | % of Space | Department Name | Org Code | Actual Room Use | Use Descrption | Split/Share | DOR | (empty)
Beckman Institute | 405 N Mathews Ave | On | Owned | Yes | No | 00 | B0520 | 100 | NA | NA | XXX04 | Women's Public Restroom | No | PP
[7 empty] | B0524 | 100 | NA | NA | XXX03 | Men's Public Restroom | No | PP
[7 empty] | B0657 | 100 | Division of Animal Resources | NENE0298 | 57570 | Animal Quarters Service - Restroom | No | PP
[7 empty] | B0673 | 100 | Division of Animal Resources | NENE0298 | 57570 | Animal Quarters Service - Restroom | No | PP
[7 empty] | B0679 | 100 | Division of Animal Resources | NENE0298 | 57570 | Animal Quarters Service - Restroom | No | PP
[6 empty] | 01 | 1011 | 100 | NA | NA | XXX04 | Women's Public Restroom | No | PP
[7 empty] | 1019 | 100 | NA | NA | XXX03 | Men's Public Restroom | No | PP
[7 empty] | 1402 | 100 | NA | NA | XXX03 | Men's Public Restroom | No | PP
[7 empty] | 1404 | 100 | NA | NA | XXX04 | Women's Public Restroom | No | PP
[7 empty] | 1702 | 100 | NA | NA | XXX04 | Women's Public Restroom | No | PP
[7 empty] | 1704 | 100 | NA | NA | XXX03 | Men's Public Restroom | No | PP
[7 empty] | 1724 | 100 | NA | NA | XXX03 | Men's Public Restroom | No | PP
[7 empty] | 1728 | 100 | NA | NA | XXX04 | Women's Public Restroom | No | PP
[6 empty] | 02 | 2402 | 100 | NA | NA | XXX03 | Men's Public Restroom | No | PP
[7 empty] | 2404 | 100 | NA | NA | XXX04 | Women's Public Restroom | No | PP
[7 empty] | 2702 | 100 | NA | NA | XXX04 | Women's Public Restroom | No | PP
[7 empty] | 2704 | 100 | NA | NA | XXX03 | Men's Public Restroom | No | PP
[6 empty] | 03 | 3402 | 100 | NA | NA | XXX03 | Men's Public Restroom | No | PP
[7 empty] | 3404 | 100 | NA | NA | XXX04 | Women's Public Restroom | No | PP
[7 empty] | 3702 | 100 | NA | NA | XXX04 | Women's Public Restroom | No | PP
[7 empty] | 3704 | 100 | NA | NA | XXX03 | Men's Public Restroom | No | PP
[6 empty] | 04 | 4135 | 100 | NA | NA | XXX04 | Women's Public Restroom | No | PP
[7 empty] | 4137 | 100 | NA | NA | XXX03 | Men's Public Restroom | No | PP
[7 empty] | 4203 | 100 | NA | NA | XXX04 | Women's Public Restroom | No | PP
[7 empty] | 4327 | 100 | NA | NA | XXX03 | Men's Public Restroom | No | PP
[6 empty] | 05 | 5203 | 100 | NA | NA | XXX04 | Women's Public Restroom | No | PP
[7 empty] | 5327 | 100 | NA | NA | XXX03 | Men's Public Restroom | No | PP
| (empty) | (empty) | (empty) | (empty) | (empty) | (empty) | B0614B | (empty) | (empty) | (empty) | (empty) | Women's Public Restroom | ? | ?
[7 empty] | B0614C | (empty) | (empty) | (empty) | (empty) | Men's Public Restroom | ? | ?
Memorial Stadium | 1402 S First St | On | Owned | No | Yes | 01 | 1321 | 100 | NA | NA | XXX04 | Women's Public Restroom | No | DEPT
Chanute Facility #913 | (empty) | (empty) | (empty) | (empty) | (empty) | (empty) | N/A | (empty) | (empty) | (empty) | (empty) | Newly Installed South Restroom | (empty) | (empty)
Chanute Facility #914 | (empty) | (empty) | (empty) | (empty) | (empty) | (empty) | N/A | (empty) | (empty) | (empty) | (empty) | Newly Installed North Restroom | (empty) | (empty)

## 0230
Building Code | - multiple -
Building Name | Address | On or Off Campus | Ownership | State Supported | Auxiliary | Floor Code | Room Code | % of Space | Department Name | Org Code | Actual Room Use | Use Descrption | Split/Share | DOR | (empty)
Memorial Stadium | 1402 S First St | On | Owned | No | Yes | 01 | 1321 | 100 | NA | NA | XXX04 | Women's Public Restroom | No | DEPT
Orchard Downs Laundry - North | 1900 S Orchard St | On | Owned | No | Yes | 01 | 0102 | 100 | NA | NA | XXX04 | Women's Public Restroom | No | DEPT
[7 empty] | 0103 | 100 | NA | NA | XXX03 | Men's Public Restroom | No | DEPT
Chanute Facility #913 | (empty) | (empty) | (empty) | (empty) | (empty) | (empty) | N/A | (empty) | (empty) | (empty) | (empty) | Newly Installed South Restroom | (empty) | (empty)
Chanute Facility #914 | (empty) | (empty) | (empty) | (empty) | (empty) | (empty) | N/A | (empty) | (empty) | (empty) | (empty) | Newly Installed North Restroom | (empty) | (empty)

## 0232
Building Code | - multiple -
Building Name | Address | On or Off Campus | Ownership | State Supported | Auxiliary | Floor Code | Room Code | % of Space | Department Name | Org Code | Actual Room Use | Use Descrption | Split/Share | DOR | (empty)
Memorial Stadium | 1402 S First St | On | Owned | No | Yes | 01 | 1321 | 100 | NA | NA | XXX04 | Women's Public Restroom | No | DEPT
North Campus Chiller Plant | 305 N Mathews Ave | On | Owned | No | No | 01 | 0102 | 100 | Utilities - UIUC | MYMY0876 | 31533 | Office Service - Restroom | No | DEPT
Chanute Facility #913 | (empty) | (empty) | (empty) | (empty) | (empty) | (empty) | N/A | (empty) | (empty) | (empty) | (empty) | Newly Installed South Restroom | (empty) | (empty)
Chanute Facility #914 | (empty) | (empty) | (empty) | (empty) | (empty) | (empty) | N/A | (empty) | (empty) | (empty) | (empty) | Newly Installed North Restroom | (empty) | (empty)

## 0233
Building Code | - multiple -
Building Name | Address | On or Off Campus | Ownership | State Supported | Auxiliary | Floor Code | Room Code | % of Space | Department Name | Org Code | Actual Room Use | Use Descrption | Split/Share | DOR | (empty)
Housing Maintenance Shop | 511 Hazelwood Dr | On | Owned | No | Yes | 01 | 0009 | 100 | NA | NA | XXX05 | All-Gender Public Restroom | No | DEPT
[7 empty] | 0016 | 100 | NA | NA | XXX05 | All-Gender Public Restroom | No | DEPT
Memorial Stadium | 1402 S First St | On | Owned | No | Yes | 01 | 1321 | 100 | NA | NA | XXX04 | Women's Public Restroom | No | DEPT
Chanute Facility #913 | (empty) | (empty) | (empty) | (empty) | (empty) | (empty) | N/A | (empty) | (empty) | (empty) | (empty) | Newly Installed South Restroom | (empty) | (empty)
Chanute Facility #914 | (empty) | (empty) | (empty) | (empty) | (empty) | (empty) | N/A | (empty) | (empty) | (empty) | (empty) | Newly Installed North Restroom | (empty) | (empty)

## 0236
Building Code | - multiple -
Building Name | Address | On or Off Campus | Ownership | State Supported | Auxiliary | Floor Code | Room Code | % of Space | Department Name | Org Code | Actual Room Use | Use Descrption | Split/Share | DOR | (empty)
Memorial Stadium | 1402 S First St | On | Owned | No | Yes | 01 | 1321 | 100 | NA | NA | XXX04 | Women's Public Restroom | No | DEPT
Orchard Downs Laundry - South | 2050 S Orchard St | On | Owned | No | Yes | 01 | 0102 | 100 | NA | NA | XXX04 | Women's Public Restroom | No | DEPT
[7 empty] | 0103 | 100 | NA | NA | XXX04 | Women's Public Restroom | No | DEPT
Chanute Facility #913 | (empty) | (empty) | (empty) | (empty) | (empty) | (empty) | N/A | (empty) | (empty) | (empty) | (empty) | Newly Installed South Restroom | (empty) | (empty)
Chanute Facility #914 | (empty) | (empty) | (empty) | (empty) | (empty) | (empty) | N/A | (empty) | (empty) | (empty) | (empty) | Newly Installed North Restroom | (empty) | (empty)

## 0237
Building Code | - multiple -
Building Name | Address | On or Off Campus | Ownership | State Supported | Auxiliary | Floor Code | Room Code | % of Space | Department Name | Org Code | Actual Room Use | Use Descrption | Split/Share | DOR | (empty)
Memorial Stadium | 1402 S First St | On | Owned | No | Yes | 01 | 1321 | 100 | NA | NA | XXX04 | Women's Public Restroom | No | DEPT
Micro and Nanotechnology Laboratory | 208 N Wright St | On | Owned | Yes | No | 01 | 1003 | 100 | NA | NA | XXX03 | Men's Public Restroom | No | PP
[7 empty] | 1005 | 100 | NA | NA | XXX04 | Women's Public Restroom | No | PP
[7 empty] | 1242 | 100 | NA | NA | XXX04 | Women's Public Restroom | No | PP
[7 empty] | 1244 | 100 | NA | NA | XXX03 | Men's Public Restroom | No | PP
[6 empty] | 02 | 0246 | 100 | NA | NA | XXX03 | Men's Public Restroom | No | PP
[7 empty] | 2242 | 100 | NA | NA | XXX04 | Women's Public Restroom | No | PP
[7 empty] | 2244 | 100 | NA | NA | XXX03 | Men's Public Restroom | No | PP
[6 empty] | 03 | 0302 | 100 | NA | NA | XXX04 | Women's Public Restroom | No | PP
[7 empty] | 3242 | 100 | NA | NA | XXX04 | Women's Public Restroom | No | PP
[7 empty] | 3244 | 100 | NA | NA | XXX03 | Men's Public Restroom | No | PP
Chanute Facility #913 | (empty) | (empty) | (empty) | (empty) | (empty) | (empty) | N/A | (empty) | (empty) | (empty) | (empty) | Newly Installed South Restroom | (empty) | (empty)
Chanute Facility #914 | (empty) | (empty) | (empty) | (empty) | (empty) | (empty) | N/A | (empty) | (empty) | (empty) | (empty) | Newly Installed North Restroom | (empty) | (empty)

## 0238
Building Code | - multiple -
Building Name | Address | On or Off Campus | Ownership | State Supported | Auxiliary | Floor Code | Room Code | % of Space | Department Name | Org Code | Actual Room Use | Use Descrption | Split/Share | DOR | (empty)
1207 W Oregon St | 1207 W Oregon St | On | Owned | Yes | No | 00 | 0003 | 100 | NA | NA | XXX05 | All-Gender Public Restroom | No | PP
[7 empty] | 0023 | 100 | NA | NA | XXX05 | All-Gender Public Restroom | No | PP
[6 empty] | 01 | 0113 | 100 | NA | NA | XXX03 | Men's Public Restroom | No | PP
[7 empty] | 0119 | 100 | NA | NA | XXX04 | Women's Public Restroom | No | PP
[7 empty] | 0131 | 100 | NA | NA | XXX05 | All-Gender Public Restroom | No | PP
[6 empty] | 02 | 0219 | 100 | NA | NA | XXX05 | All-Gender Public Restroom | No | PP
[7 empty] | 0223 | 100 | NA | NA | XXX05 | All-Gender Public Restroom | No | PP
[7 empty] | 0234 | 100 | NA | NA | XXX05 | All-Gender Public Restroom | No | PP
[6 empty] | 03 | 0308 | 100 | NA | NA | XXX05 | All-Gender Public Restroom | No | PP
[7 empty] | 0319 | 100 | NA | NA | XXX05 | All-Gender Public Restroom | No | PP
[7 empty] | 0323 | 100 | NA | NA | XXX04 | Women's Public Restroom | No | PP
[7 empty] | 0334 | 100 | NA | NA | XXX05 | All-Gender Public Restroom | No | PP
Memorial Stadium | 1402 S First St | On | Owned | No | Yes | 01 | 1321 | 100 | NA | NA | XXX04 | Women's Public Restroom | No | DEPT
Chanute Facility #913 | (empty) | (empty) | (empty) | (empty) | (empty) | (empty) | N/A | (empty) | (empty) | (empty) | (empty) | Newly Installed South Restroom | (empty) | (empty)
Chanute Facility #914 | (empty) | (empty) | (empty) | (empty) | (empty) | (empty) | N/A | (empty) | (empty) | (empty) | (empty) | Newly Installed North Restroom | (empty) | (empty)

## 0242
Building Code | - multiple -
Building Name | Address | On or Off Campus | Ownership | State Supported | Auxiliary | Floor Code | Room Code | % of Space | Department Name | Org Code | Actual Room Use | Use Descrption | Split/Share | DOR | (empty)
Memorial Stadium | 1402 S First St | On | Owned | No | Yes | 01 | 1321 | 100 | NA | NA | XXX04 | Women's Public Restroom | No | DEPT
Morrill Hall | 505 S Goodwin Ave | On | Owned | Yes | No | 00 | 0020D | 100 | Division of Animal Resources | NENE0298 | 57570 | Animal Quarters Service - Restroom | No | PP
[7 empty] | 0027 | 100 | NA | NA | XXX04 | Women's Public Restroom | No | PP
[7 empty] | 0029 | 100 | Division of Animal Resources | NENE0298 | 57570 | Animal Quarters Service - Restroom | No | PP
[7 empty] | 0029A | 100 | Division of Animal Resources | NENE0298 | 57570 | Animal Quarters Service - Restroom | No | PP
[7 empty] | 0049 | 100 | Division of Animal Resources | NENE0298 | 57570 | Animal Quarters Service - Restroom | No | PP
[7 empty] | 0056 | 100 | NA | NA | XXX03 | Men's Public Restroom | No | PP
[6 empty] | 01 | 0127 | 100 | NA | NA | XXX04 | Women's Public Restroom | No | PP
[7 empty] | 0156 | 100 | NA | NA | XXX03 | Men's Public Restroom | No | PP
[7 empty] | 0190 | 100 | NA | NA | XXX04 | Women's Public Restroom | No | PP
[6 empty] | 02 | 0227 | 100 | NA | NA | XXX03 | Men's Public Restroom | No | PP
[7 empty] | 0256 | 100 | NA | NA | XXX04 | Women's Public Restroom | No | PP
[6 empty] | 03 | 0327 | 100 | NA | NA | XXX04 | Women's Public Restroom | No | PP
[7 empty] | 0356 | 100 | NA | NA | XXX03 | Men's Public Restroom | No | PP
[6 empty] | 04 | 0427 | 100 | NA | NA | XXX03 | Men's Public Restroom | No | PP
[7 empty] | 0456 | 100 | NA | NA | XXX04 | Women's Public Restroom | No | PP
[6 empty] | 05 | 0527 | 100 | NA | NA | XXX04 | Women's Public Restroom | No | PP
[7 empty] | 0556 | 100 | NA | NA | XXX03 | Men's Public Restroom | No | PP
[6 empty] | 06 | 0627 | 100 | NA | NA | XXX03 | Men's Public Restroom | No | PP
[7 empty] | 0656 | 100 | NA | NA | XXX04 | Women's Public Restroom | No | PP
Chanute Facility #913 | (empty) | (empty) | (empty) | (empty) | (empty) | (empty) | N/A | (empty) | (empty) | (empty) | (empty) | Newly Installed South Restroom | (empty) | (empty)
Chanute Facility #914 | (empty) | (empty) | (empty) | (empty) | (empty) | (empty) | N/A | (empty) | (empty) | (empty) | (empty) | Newly Installed North Restroom | (empty) | (empty)

## 0243
Building Code | - multiple -
Building Name | Address | On or Off Campus | Ownership | State Supported | Auxiliary | Floor Code | Room Code | % of Space | Department Name | Org Code | Actual Room Use | Use Descrption | Split/Share | DOR | (empty)
508 S Sixth St | 508 S Sixth St | On | Owned | Yes | No | 00 | 0013 | 100 | NA | NA | XXX04 | Women's Public Restroom | No | PP
[7 empty] | 0014 | 100 | NA | NA | XXX03 | Men's Public Restroom | No | PP
[6 empty] | 01 | 0109 | 100 | NA | NA | XXX04 | Women's Public Restroom | No | PP
[7 empty] | 0110 | 100 | NA | NA | XXX03 | Men's Public Restroom | No | PP
Memorial Stadium | 1402 S First St | On | Owned | No | Yes | 01 | 1321 | 100 | NA | NA | XXX04 | Women's Public Restroom | No | DEPT
Chanute Facility #913 | (empty) | (empty) | (empty) | (empty) | (empty) | (empty) | N/A | (empty) | (empty) | (empty) | (empty) | Newly Installed South Restroom | (empty) | (empty)
Chanute Facility #914 | (empty) | (empty) | (empty) | (empty) | (empty) | (empty) | N/A | (empty) | (empty) | (empty) | (empty) | Newly Installed North Restroom | (empty) | (empty)

## 0247
Building Code | - multiple -
Building Name | Address | On or Off Campus | Ownership | State Supported | Auxiliary | Floor Code | Room Code | % of Space | Department Name | Org Code | Actual Room Use | Use Descrption | Split/Share | DOR | (empty)
625 S Wright St | 627 S Wright St | On | Leased | No | No | 02 | 0209 | 100 | Nursing Administration | FWFW0591 | 31533 | Office Service - Restroom | No | DEPT
[7 empty] | 0210 | 100 | Nursing Administration | FWFW0591 | 31533 | Office Service - Restroom | No | DEPT
Memorial Stadium | 1402 S First St | On | Owned | No | Yes | 01 | 1321 | 100 | NA | NA | XXX04 | Women's Public Restroom | No | DEPT
Chanute Facility #913 | (empty) | (empty) | (empty) | (empty) | (empty) | (empty) | N/A | (empty) | (empty) | (empty) | (empty) | Newly Installed South Restroom | (empty) | (empty)
Chanute Facility #914 | (empty) | (empty) | (empty) | (empty) | (empty) | (empty) | N/A | (empty) | (empty) | (empty) | (empty) | Newly Installed North Restroom | (empty) | (empty)

## 0249
Building Code | - multiple -
Building Name | Address | On or Off Campus | Ownership | State Supported | Auxiliary | Floor Code | Room Code | % of Space | Department Name | Org Code | Actual Room Use | Use Descrption | Split/Share | DOR | (empty)
Memorial Stadium | 1402 S First St | On | Owned | No | Yes | 01 | 1321 | 100 | NA | NA | XXX04 | Women's Public Restroom | No | DEPT
Orchard Downs Community Building | 509 W George Huff Ct | On | Owned | No | Yes | 01 | 0104 | 100 | NA | NA | XXX03 | Men's Public Restroom | No | DEPT
[7 empty] | 0105 | 100 | NA | NA | XXX04 | Women's Public Restroom | No | DEPT
[7 empty] | 0112 | 100 | NA | NA | XXX05 | All-Gender Public Restroom | No | DEPT
Chanute Facility #913 | (empty) | (empty) | (empty) | (empty) | (empty) | (empty) | N/A | (empty) | (empty) | (empty) | (empty) | Newly Installed South Restroom | (empty) | (empty)
Chanute Facility #914 | (empty) | (empty) | (empty) | (empty) | (empty) | (empty) | N/A | (empty) | (empty) | (empty) | (empty) | Newly Installed North Restroom | (empty) | (empty)

## 0250
Building Code | - multiple -
Building Name | Address | On or Off Campus | Ownership | State Supported | Auxiliary | Floor Code | Room Code | % of Space | Department Name | Org Code | Actual Room Use | Use Descrption | Split/Share | DOR | (empty)
912 S Fifth St | 912 S Fifth St | On | Owned | Yes | No | 02 | 0205 | 100 | NA | NA | XXX05 | All-Gender Public Restroom | No | PP
Memorial Stadium | 1402 S First St | On | Owned | No | Yes | 01 | 1321 | 100 | NA | NA | XXX04 | Women's Public Restroom | No | DEPT
Chanute Facility #913 | (empty) | (empty) | (empty) | (empty) | (empty) | (empty) | N/A | (empty) | (empty) | (empty) | (empty) | Newly Installed South Restroom | (empty) | (empty)
Chanute Facility #914 | (empty) | (empty) | (empty) | (empty) | (empty) | (empty) | N/A | (empty) | (empty) | (empty) | (empty) | Newly Installed North Restroom | (empty) | (empty)

## 0252
Building Code | - multiple -
Building Name | Address | On or Off Campus | Ownership | State Supported | Auxiliary | Floor Code | Room Code | % of Space | Department Name | Org Code | Actual Room Use | Use Descrption | Split/Share | DOR | (empty)
Housing Warehouse | 511 Hazelwood Dr | On | Owned | No | Yes | 01 | 0104 | 100 | NA | NA | XXX05 | All-Gender Public Restroom | No | DEPT
Memorial Stadium | 1402 S First St | On | Owned | No | Yes | 01 | 1321 | 100 | NA | NA | XXX04 | Women's Public Restroom | No | DEPT
Chanute Facility #913 | (empty) | (empty) | (empty) | (empty) | (empty) | (empty) | N/A | (empty) | (empty) | (empty) | (empty) | Newly Installed South Restroom | (empty) | (empty)
Chanute Facility #914 | (empty) | (empty) | (empty) | (empty) | (empty) | (empty) | N/A | (empty) | (empty) | (empty) | (empty) | Newly Installed North Restroom | (empty) | (empty)

## 0255
Building Code | - multiple -
Building Name | Address | On or Off Campus | Ownership | State Supported | Auxiliary | Floor Code | Room Code | % of Space | Department Name | Org Code | Actual Room Use | Use Descrption | Split/Share | DOR | (empty)
Memorial Stadium | 1402 S First St | On | Owned | No | Yes | 01 | 1321 | 100 | NA | NA | XXX04 | Women's Public Restroom | No | DEPT
University Press Building | 1325 S Oak St | On | Owned | Yes | No | 01 | 0109A | 100 | NA | NA | XXX04 | Women's Public Restroom | No | PP
[7 empty] | 0116 | 100 | NA | NA | XXX05 | All-Gender Public Restroom | No | PP
[7 empty] | 0127 | 100 | NA | NA | XXX04 | Women's Public Restroom | No | PP
[7 empty] | 0128 | 100 | NA | NA | XXX03 | Men's Public Restroom | No | PP
Chanute Facility #913 | (empty) | (empty) | (empty) | (empty) | (empty) | (empty) | N/A | (empty) | (empty) | (empty) | (empty) | Newly Installed South Restroom | (empty) | (empty)
Chanute Facility #914 | (empty) | (empty) | (empty) | (empty) | (empty) | (empty) | N/A | (empty) | (empty) | (empty) | (empty) | Newly Installed North Restroom | (empty) | (empty)

## 0256
Building Code | - multiple -
Building Name | Address | On or Off Campus | Ownership | State Supported | Auxiliary | Floor Code | Room Code | % of Space | Department Name | Org Code | Actual Room Use | Use Descrption | Split/Share | DOR | (empty)
Memorial Stadium | 1402 S First St | On | Owned | No | Yes | 01 | 1321 | 100 | NA | NA | XXX04 | Women's Public Restroom | No | DEPT
Plant Sciences Laboratory | 1201 Dorner Dr | On | Owned | Yes | No | 01 | 1208 | 100 | NA | NA | XXX04 | Women's Public Restroom | No | PP
[7 empty] | 1210 | 100 | NA | NA | XXX03 | Men's Public Restroom | No | PP
[7 empty] | 1304 | 100 | NA | NA | XXX03 | Men's Public Restroom | No | PP
[7 empty] | 1306 | 100 | NA | NA | XXX04 | Women's Public Restroom | No | PP
[7 empty] | 1308 | 82.52 | NA | NA | XXX04 | Women's Public Restroom | Split/Shared | PP
[7 empty] | 1310 | 82.52 | NA | NA | XXX03 | Men's Public Restroom | Split/Shared | PP
[7 empty] | 1901 | 100 | NA | NA | XXX04 | Women's Public Restroom | No | PP
[7 empty] | 1903 | 100 | NA | NA | XXX03 | Men's Public Restroom | No | PP
Chanute Facility #913 | (empty) | (empty) | (empty) | (empty) | (empty) | (empty) | N/A | (empty) | (empty) | (empty) | (empty) | Newly Installed South Restroom | (empty) | (empty)
Chanute Facility #914 | (empty) | (empty) | (empty) | (empty) | (empty) | (empty) | N/A | (empty) | (empty) | (empty) | (empty) | Newly Installed North Restroom | (empty) | (empty)

## 0257
Building Code | - multiple -
Building Name | Address | On or Off Campus | Ownership | State Supported | Auxiliary | Floor Code | Room Code | % of Space | Department Name | Org Code | Actual Room Use | Use Descrption | Split/Share | DOR | (empty)
Memorial Stadium | 1402 S First St | On | Owned | No | Yes | 01 | 1321 | 100 | NA | NA | XXX04 | Women's Public Restroom | No | DEPT
Richard T. Ubben Basketball Complex | 1750 S Fourth St | On | Owned | No | Yes | 01 | 0107 | 100 | Intercollegiate Athletics | NUNU0336 | 52505 | Athletic_Physical Education Service - Locker Room | No | DEPT
[7 empty] | 0109 | 100 | Intercollegiate Athletics | NUNU0336 | 52505 | Athletic_Physical Education Service - Locker Room | No | DEPT
[7 empty] | 0111 | 100 | Intercollegiate Athletics | NUNU0336 | 52510 | Athletic_Physical Education Service - Shower Room | No | DEPT
[7 empty] | 0114 | 100 | Intercollegiate Athletics | NUNU0336 | 52505 | Athletic_Physical Education Service - Locker Room | No | DEPT
[7 empty] | 0115 | 100 | Intercollegiate Athletics | NUNU0336 | 52510 | Athletic_Physical Education Service - Shower Room | No | DEPT
[6 empty] | 02 | 0211 | 100 | Intercollegiate Athletics | NUNU0336 | 52505 | Athletic_Physical Education Service - Locker Room | No | DEPT
[7 empty] | 0219 | 100 | Intercollegiate Athletics | NUNU0336 | 52505 | Athletic_Physical Education Service - Locker Room | No | DEPT
[7 empty] | 0224 | 100 | Intercollegiate Athletics | NUNU0336 | 52510 | Athletic_Physical Education Service - Shower Room | No | DEPT
[7 empty] | 0225 | 100 | NA | NA | XXX03 | Men's Public Restroom | No | DEPT
[7 empty] | 0226 | 100 | NA | NA | XXX04 | Women's Public Restroom | No | DEPT
Chanute Facility #913 | (empty) | (empty) | (empty) | (empty) | (empty) | (empty) | N/A | (empty) | (empty) | (empty) | (empty) | Newly Installed South Restroom | (empty) | (empty)
Chanute Facility #914 | (empty) | (empty) | (empty) | (empty) | (empty) | (empty) | N/A | (empty) | (empty) | (empty) | (empty) | Newly Installed North Restroom | (empty) | (empty)

## 0268
Building Code | - multiple -
Building Name | Address | On or Off Campus | Ownership | State Supported | Auxiliary | Floor Code | Room Code | % of Space | Department Name | Org Code | Actual Room Use | Use Descrption | Split/Share | DOR | (empty)
Dance Studio | 905 W Nevada St | On | Owned | Yes | No | 01 | 0108A | 100 | NA | NA | XXX04 | Women's Public Restroom | No | PP
[7 empty] | 0109A | 100 | NA | NA | XXX03 | Men's Public Restroom | No | PP
[6 empty] | 02 | 0204A1 | 100 | Dance | KRKR0801 | 31533 | Office Service - Restroom | No | PP
[7 empty] | 0204A2 | 100 | Dance | KRKR0801 | 31533 | Office Service - Restroom | No | PP
Memorial Stadium | 1402 S First St | On | Owned | No | Yes | 01 | 1321 | 100 | NA | NA | XXX04 | Women's Public Restroom | No | DEPT
Chanute Facility #913 | (empty) | (empty) | (empty) | (empty) | (empty) | (empty) | N/A | (empty) | (empty) | (empty) | (empty) | Newly Installed South Restroom | (empty) | (empty)
Chanute Facility #914 | (empty) | (empty) | (empty) | (empty) | (empty) | (empty) | N/A | (empty) | (empty) | (empty) | (empty) | Newly Installed North Restroom | (empty) | (empty)

## 0270
Building Code | - multiple -
Building Name | Address | On or Off Campus | Ownership | State Supported | Auxiliary | Floor Code | Room Code | % of Space | Department Name | Org Code | Actual Room Use | Use Descrption | Split/Share | DOR | (empty)
Memorial Stadium | 1402 S First St | On | Owned | No | Yes | 01 | 1321 | 100 | NA | NA | XXX04 | Women's Public Restroom | No | DEPT
Waste Transfer & Mat. Recovery Facility | 10 Saint Mary's Rd | On | Owned | Yes | No | 01 | 0105 | 100 | NA | NA | XXX04 | Women's Public Restroom | No | PP
[7 empty] | 0106 | 100 | NA | NA | XXX03 | Men's Public Restroom | No | PP
Chanute Facility #913 | (empty) | (empty) | (empty) | (empty) | (empty) | (empty) | N/A | (empty) | (empty) | (empty) | (empty) | Newly Installed South Restroom | (empty) | (empty)
Chanute Facility #914 | (empty) | (empty) | (empty) | (empty) | (empty) | (empty) | N/A | (empty) | (empty) | (empty) | (empty) | Newly Installed North Restroom | (empty) | (empty)

## 0272
Building Code | - multiple -
Building Name | Address | On or Off Campus | Ownership | State Supported | Auxiliary | Floor Code | Room Code | % of Space | Department Name | Org Code | Actual Room Use | Use Descrption | Split/Share | DOR | (empty)
Memorial Stadium | 1402 S First St | On | Owned | No | Yes | 01 | 1321 | 100 | NA | NA | XXX04 | Women's Public Restroom | No | DEPT
Wardall Hall - ISRH | 1012 W Illinois St | On | Owned | No | Yes | 00 | 0006A | 100 | NA | NA | XXX03 | Men's Public Restroom | No | DEPT
[7 empty] | 0007 | 100 | NA | NA | XXX03 | Men's Public Restroom | No | DEPT
[7 empty] | 0008A | 100 | NA | NA | XXX04 | Women's Public Restroom | No | DEPT
Chanute Facility #913 | (empty) | (empty) | (empty) | (empty) | (empty) | (empty) | N/A | (empty) | (empty) | (empty) | (empty) | Newly Installed South Restroom | (empty) | (empty)
Chanute Facility #914 | (empty) | (empty) | (empty) | (empty) | (empty) | (empty) | N/A | (empty) | (empty) | (empty) | (empty) | Newly Installed North Restroom | (empty) | (empty)

## 0274
Building Code | - multiple -
Building Name | Address | On or Off Campus | Ownership | State Supported | Auxiliary | Floor Code | Room Code | % of Space | Department Name | Org Code | Actual Room Use | Use Descrption | Split/Share | DOR | (empty)
Lounge Building - ISRH | 1010 W Illinois St | On | Owned | No | Yes | 01 | 0102 | 100 | NA | NA | XXX04 | Women's Public Restroom | No | DEPT
[7 empty] | 0103 | 100 | NA | NA | XXX03 | Men's Public Restroom | No | DEPT
Memorial Stadium | 1402 S First St | On | Owned | No | Yes | 01 | 1321 | 100 | NA | NA | XXX04 | Women's Public Restroom | No | DEPT
Chanute Facility #913 | (empty) | (empty) | (empty) | (empty) | (empty) | (empty) | N/A | (empty) | (empty) | (empty) | (empty) | Newly Installed South Restroom | (empty) | (empty)
Chanute Facility #914 | (empty) | (empty) | (empty) | (empty) | (empty) | (empty) | N/A | (empty) | (empty) | (empty) | (empty) | Newly Installed North Restroom | (empty) | (empty)

## 0275
Building Code | - multiple -
Building Name | Address | On or Off Campus | Ownership | State Supported | Auxiliary | Floor Code | Room Code | % of Space | Department Name | Org Code | Actual Room Use | Use Descrption | Split/Share | DOR | (empty)
Food Service Building - ISRH | 1010 W Illinois St | On | Owned | No | Yes | 00 | 0004A | 100 | NA | NA | XXX04 | Women's Public Restroom | No | DEPT
[7 empty] | 0006A | 100 | NA | NA | XXX03 | Men's Public Restroom | No | DEPT
[7 empty] | 0033A | 100 | NA | NA | XXX04 | Women's Public Restroom | No | DEPT
[7 empty] | 0034A | 100 | NA | NA | XXX03 | Men's Public Restroom | No | DEPT
Memorial Stadium | 1402 S First St | On | Owned | No | Yes | 01 | 1321 | 100 | NA | NA | XXX04 | Women's Public Restroom | No | DEPT
Chanute Facility #913 | (empty) | (empty) | (empty) | (empty) | (empty) | (empty) | N/A | (empty) | (empty) | (empty) | (empty) | Newly Installed South Restroom | (empty) | (empty)
Chanute Facility #914 | (empty) | (empty) | (empty) | (empty) | (empty) | (empty) | N/A | (empty) | (empty) | (empty) | (empty) | Newly Installed North Restroom | (empty) | (empty)

## 0277
Building Code | - multiple -
Building Name | Address | On or Off Campus | Ownership | State Supported | Auxiliary | Floor Code | Room Code | % of Space | Department Name | Org Code | Actual Room Use | Use Descrption | Split/Share | DOR | (empty)
Memorial Stadium | 1402 S First St | On | Owned | No | Yes | 01 | 1321 | 100 | NA | NA | XXX04 | Women's Public Restroom | No | DEPT
Police Training Institute - Tactical | 609 1/2 E Curtis Rd | On | Owned | Yes | No | 01 | 0104 | 100 | NA | NA | XXX04 | Women's Public Restroom | No | PP
[7 empty] | 0106 | 100 | NA | NA | XXX03 | Men's Public Restroom | No | PP
Chanute Facility #913 | (empty) | (empty) | (empty) | (empty) | (empty) | (empty) | N/A | (empty) | (empty) | (empty) | (empty) | Newly Installed South Restroom | (empty) | (empty)
Chanute Facility #914 | (empty) | (empty) | (empty) | (empty) | (empty) | (empty) | N/A | (empty) | (empty) | (empty) | (empty) | Newly Installed North Restroom | (empty) | (empty)

## 0281
Building Code | - multiple -
Building Name | Address | On or Off Campus | Ownership | State Supported | Auxiliary | Floor Code | Room Code | % of Space | Department Name | Org Code | Actual Room Use | Use Descrption | Split/Share | DOR | (empty)
Admin Information Technology Building | 50 Gerty Dr | On | Owned | Yes | No | 00 | 0B37 | 100 | NA | NA | XXX04 | Women's Public Restroom | No | PP
[7 empty] | 0B37A | 100 | NA | NA | XXX04 | Women's Public Restroom | No | PP
[7 empty] | 0B38 | 100 | NA | NA | XXX03 | Men's Public Restroom | No | PP
[7 empty] | 0L20 | 100 | NA | NA | XXX04 | Women's Public Restroom | No | PP
[7 empty] | 0L21 | 100 | NA | NA | XXX03 | Men's Public Restroom | No | PP
[6 empty] | 01 | 0137 | 100 | NA | NA | XXX04 | Women's Public Restroom | No | PP
[7 empty] | 1120 | 100 | NA | NA | XXX04 | Women's Public Restroom | No | PP
[7 empty] | 1121 | 100 | NA | NA | XXX03 | Men's Public Restroom | No | PP
[7 empty] | 138 | 100 | NA | NA | XXX03 | Men's Public Restroom | No | PP
Memorial Stadium | 1402 S First St | On | Owned | No | Yes | 01 | 1321 | 100 | NA | NA | XXX04 | Women's Public Restroom | No | DEPT
Chanute Facility #913 | (empty) | (empty) | (empty) | (empty) | (empty) | (empty) | N/A | (empty) | (empty) | (empty) | (empty) | Newly Installed South Restroom | (empty) | (empty)
Chanute Facility #914 | (empty) | (empty) | (empty) | (empty) | (empty) | (empty) | N/A | (empty) | (empty) | (empty) | (empty) | Newly Installed North Restroom | (empty) | (empty)

## 0283
Building Code | - multiple -
Building Name | Address | On or Off Campus | Ownership | State Supported | Auxiliary | Floor Code | Room Code | % of Space | Department Name | Org Code | Actual Room Use | Use Descrption | Split/Share | DOR | (empty)
Driver Training Facility | 8 Gerty Dr | On | Owned | No | No | 01 | 0104 | 100 | NA | NA | XXX05 | All-Gender Public Restroom | No | DEPT
Memorial Stadium | 1402 S First St | On | Owned | No | Yes | 01 | 1321 | 100 | NA | NA | XXX04 | Women's Public Restroom | No | DEPT
Chanute Facility #913 | (empty) | (empty) | (empty) | (empty) | (empty) | (empty) | N/A | (empty) | (empty) | (empty) | (empty) | Newly Installed South Restroom | (empty) | (empty)
Chanute Facility #914 | (empty) | (empty) | (empty) | (empty) | (empty) | (empty) | N/A | (empty) | (empty) | (empty) | (empty) | Newly Installed North Restroom | (empty) | (empty)

## 0287
Building Code | - multiple -
Building Name | Address | On or Off Campus | Ownership | State Supported | Auxiliary | Floor Code | Room Code | % of Space | Department Name | Org Code | Actual Room Use | Use Descrption | Split/Share | DOR | (empty)
Clinical Skills Learning Center | 1102 Hazelwood Dr | On | Owned | Yes | No | 01 | 0104 | 100 | NA | NA | XXX03 | Men's Public Restroom | No | PP
[7 empty] | 0106 | 100 | NA | NA | XXX04 | Women's Public Restroom | No | PP
Memorial Stadium | 1402 S First St | On | Owned | No | Yes | 01 | 1321 | 100 | NA | NA | XXX04 | Women's Public Restroom | No | DEPT
Chanute Facility #913 | (empty) | (empty) | (empty) | (empty) | (empty) | (empty) | N/A | (empty) | (empty) | (empty) | (empty) | Newly Installed South Restroom | (empty) | (empty)
Chanute Facility #914 | (empty) | (empty) | (empty) | (empty) | (empty) | (empty) | N/A | (empty) | (empty) | (empty) | (empty) | Newly Installed North Restroom | (empty) | (empty)

## 0289
Building Code | - multiple -
Building Name | Address | On or Off Campus | Ownership | State Supported | Auxiliary | Floor Code | Room Code | % of Space | Department Name | Org Code | Actual Room Use | Use Descrption | Split/Share | DOR | (empty)
Memorial Stadium | 1402 S First St | On | Owned | No | Yes | 01 | 1321 | 100 | NA | NA | XXX04 | Women's Public Restroom | No | DEPT
Water Survey Research Center #2 | 30 Bailey Dr | On | Owned | Yes | No | 01 | 0202 | 100 | NA | NA | XXX03 | Men's Public Restroom | No | PP
[7 empty] | 0204 | 100 | NA | NA | XXX04 | Women's Public Restroom | No | PP
[7 empty] | 0226A | 100 | NA | NA | XXX05 | All-Gender Public Restroom | No | PP
Chanute Facility #913 | (empty) | (empty) | (empty) | (empty) | (empty) | (empty) | N/A | (empty) | (empty) | (empty) | (empty) | Newly Installed South Restroom | (empty) | (empty)
Chanute Facility #914 | (empty) | (empty) | (empty) | (empty) | (empty) | (empty) | N/A | (empty) | (empty) | (empty) | (empty) | Newly Installed North Restroom | (empty) | (empty)

## 0292
Building Code | - multiple -
Building Name | Address | On or Off Campus | Ownership | State Supported | Auxiliary | Floor Code | Room Code | % of Space | Department Name | Org Code | Actual Room Use | Use Descrption | Split/Share | DOR | (empty)
Memorial Stadium | 1402 S First St | On | Owned | No | Yes | 01 | 1321 | 100 | NA | NA | XXX04 | Women's Public Restroom | No | DEPT
Veterinary Teaching Hospital | 1008 Hazelwood Dr | On | Owned | Yes | No | 00 | 0011 | 100 | NA | NA | XXX04 | Women's Public Restroom | No | PP
[7 empty] | 0012 | 100 | NA | NA | XXX04 | Women's Public Restroom | No | PP
[7 empty] | E-0060 | 100 | NA | NA | XXX03 | Men's Public Restroom | No | PP
[7 empty] | E-0081 | 100 | NA | NA | XXX03 | Men's Public Restroom | No | PP
[7 empty] | E-0087 | 100 | NA | NA | XXX04 | Women's Public Restroom | No | PP
[6 empty] | 01 | A-0007 | 100 | NA | NA | XXX04 | Women's Public Restroom | No | PP
[7 empty] | A-0009 | 100 | NA | NA | XXX03 | Men's Public Restroom | No | PP
[7 empty] | E-0119 | 100 | NA | NA | XXX03 | Men's Public Restroom | No | PP
[7 empty] | E-0120 | 100 | NA | NA | XXX04 | Women's Public Restroom | No | PP
[7 empty] | E-0120A | 100 | NA | NA | XXX04 | Women's Public Restroom | No | PP
[7 empty] | E-0135 | 100 | NA | NA | XXX04 | Women's Public Restroom | No | PP
[7 empty] | E-0137 | 100 | NA | NA | XXX03 | Men's Public Restroom | No | PP
[7 empty] | E-0157 | 100 | NA | NA | XXX03 | Men's Public Restroom | No | PP
[7 empty] | E-0159 | 100 | NA | NA | XXX04 | Women's Public Restroom | No | PP
[7 empty] | E-0186 | 100 | NA | NA | XXX03 | Men's Public Restroom | No | PP
[7 empty] | E-0186A | 100 | NA | NA | XXX03 | Men's Public Restroom | No | PP
[7 empty] | G-0005 | 100 | NA | NA | XXX04 | Women's Public Restroom | No | PP
[7 empty] | G-0005A | 100 | NA | NA | XXX04 | Women's Public Restroom | No | PP
[7 empty] | G-0006A | 100 | NA | NA | XXX03 | Men's Public Restroom | No | PP
[7 empty] | P-0002 | 100 | NA | NA | XXX04 | Women's Public Restroom | No | PP
[7 empty] | P-0004 | 100 | NA | NA | XXX03 | Men's Public Restroom | No | PP
[7 empty] | 175?? | 100 | NA | NA | XXX04 | Women's Public Restroom | No | PP
[7 empty] | 177?? | 100 | NA | NA | XXX04 | Women's Public Restroom | No | PP
[6 empty] | 02 | 0202 | 100 | NA | NA | XXX03 | Men's Public Restroom | No | PP
[7 empty] | 0204 | 100 | NA | NA | XXX04 | Women's Public Restroom | No | PP
[7 empty] | 0264 | 100 | NA | NA | XXX03 | Men's Public Restroom | No | PP
[7 empty] | 0266 | 100 | NA | NA | XXX04 | Women's Public Restroom | No | PP
[7 empty] | E-0243 | 100 | NA | NA | XXX03 | Men's Public Restroom | No | PP
[7 empty] | E-0248 | 100 | NA | NA | XXX04 | Women's Public Restroom | No | PP
[7 empty] | E-0273 | 100 | NA | NA | XXX05 | All-Gender Public Restroom | No | PP
Chanute Facility #913 | (empty) | (empty) | (empty) | (empty) | (empty) | (empty) | N/A | (empty) | (empty) | (empty) | (empty) | Newly Installed South Restroom | (empty) | (empty)
Chanute Facility #914 | (empty) | (empty) | (empty) | (empty) | (empty) | (empty) | N/A | (empty) | (empty) | (empty) | (empty) | Newly Installed North Restroom | (empty) | (empty)

## 0294
Building Code | - multiple -
Building Name | Address | On or Off Campus | Ownership | State Supported | Auxiliary | Floor Code | Room Code | % of Space | Department Name | Org Code | Actual Room Use | Use Descrption | Split/Share | DOR | (empty)
FSI - Classroom/Office | 11 Gerty Dr | On | Owned | No | No | 01 | 0126 | 100 | NA | NA | XXX04 | Women's Public Restroom | No | DEPT
[7 empty] | 0128 | 100 | NA | NA | XXX03 | Men's Public Restroom | No | DEPT
Memorial Stadium | 1402 S First St | On | Owned | No | Yes | 01 | 1321 | 100 | NA | NA | XXX04 | Women's Public Restroom | No | DEPT
Chanute Facility #913 | (empty) | (empty) | (empty) | (empty) | (empty) | (empty) | N/A | (empty) | (empty) | (empty) | (empty) | Newly Installed South Restroom | (empty) | (empty)
Chanute Facility #914 | (empty) | (empty) | (empty) | (empty) | (empty) | (empty) | N/A | (empty) | (empty) | (empty) | (empty) | Newly Installed North Restroom | (empty) | (empty)

## 0300
Building Code | - multiple -
Building Name | Address | On or Off Campus | Ownership | State Supported | Auxiliary | Floor Code | Room Code | % of Space | Department Name | Org Code | Actual Room Use | Use Descrption | Split/Share | DOR | (empty)
Astronomy Building | 1002 W Green St | On | Owned | Yes | No | 01 | 0109 | 100 | NA | NA | XXX04 | Women's Public Restroom | No | PP
[7 empty] | 0112 | 100 | NA | NA | XXX03 | Men's Public Restroom | No | PP
[6 empty] | 02 | 0214 | 100 | NA | NA | XXX03 | Men's Public Restroom | No | PP
[7 empty] | 0219 | 100 | NA | NA | XXX04 | Women's Public Restroom | No | PP
Memorial Stadium | 1402 S First St | On | Owned | No | Yes | 01 | 1321 | 100 | NA | NA | XXX04 | Women's Public Restroom | No | DEPT
Chanute Facility #913 | (empty) | (empty) | (empty) | (empty) | (empty) | (empty) | N/A | (empty) | (empty) | (empty) | (empty) | Newly Installed South Restroom | (empty) | (empty)
Chanute Facility #914 | (empty) | (empty) | (empty) | (empty) | (empty) | (empty) | N/A | (empty) | (empty) | (empty) | (empty) | Newly Installed North Restroom | (empty) | (empty)

## 0301
Building Code | - multiple -
Building Name | Address | On or Off Campus | Ownership | State Supported | Auxiliary | Floor Code | Room Code | % of Space | Department Name | Org Code | Actual Room Use | Use Descrption | Split/Share | DOR | (empty)
CERL - Main Building 1 | 2902 Newmark Dr | Off | Owned | No | No | 01 | 1115 | 100 | NA | NA | XXX04 | Women's Public Restroom | No | DEPT
[7 empty] | 1118 | 100 | NA | NA | XXX03 | Men's Public Restroom | No | DEPT
[7 empty] | 1145 | 100 | NA | NA | XXX05 | All-Gender Public Restroom | No | DEPT
[7 empty] | 1146 | 100 | NA | NA | XXX11 | Shower Room | No | DEPT
Memorial Stadium | 1402 S First St | On | Owned | No | Yes | 01 | 1321 | 100 | NA | NA | XXX04 | Women's Public Restroom | No | DEPT
Chanute Facility #913 | (empty) | (empty) | (empty) | (empty) | (empty) | (empty) | N/A | (empty) | (empty) | (empty) | (empty) | Newly Installed South Restroom | (empty) | (empty)
Chanute Facility #914 | (empty) | (empty) | (empty) | (empty) | (empty) | (empty) | N/A | (empty) | (empty) | (empty) | (empty) | Newly Installed North Restroom | (empty) | (empty)

## 0306
Building Code | - multiple -
Building Name | Address | On or Off Campus | Ownership | State Supported | Auxiliary | Floor Code | Room Code | % of Space | Department Name | Org Code | Actual Room Use | Use Descrption | Split/Share | DOR | (empty)
College of Fine and Applied Arts Design Research Laboratory | 1 Saint Mary's Rd | On | Owned | Yes | No | 01 | 0109 | 100 | NA | NA | XXX05 | All-Gender Public Restroom | No | PP
[7 empty] | 0113 | 100 | NA | NA | XXX05 | All-Gender Public Restroom | No | PP
Memorial Stadium | 1402 S First St | On | Owned | No | Yes | 01 | 1321 | 100 | NA | NA | XXX04 | Women's Public Restroom | No | DEPT
Chanute Facility #913 | (empty) | (empty) | (empty) | (empty) | (empty) | (empty) | N/A | (empty) | (empty) | (empty) | (empty) | Newly Installed South Restroom | (empty) | (empty)
Chanute Facility #914 | (empty) | (empty) | (empty) | (empty) | (empty) | (empty) | N/A | (empty) | (empty) | (empty) | (empty) | Newly Installed North Restroom | (empty) | (empty)

## 0307
Building Code | - multiple -
Building Name | Address | On or Off Campus | Ownership | State Supported | Auxiliary | Floor Code | Room Code | % of Space | Department Name | Org Code | Actual Room Use | Use Descrption | Split/Share | DOR | (empty)
Biological Control Laboratory | 1904 Griffith Dr | On | Owned | Yes | No | 01 | 0152 | 100 | NA | NA | XXX03 | Men's Public Restroom | No | PP
[7 empty] | 0153 | 100 | NA | NA | XXX04 | Women's Public Restroom | No | PP
Memorial Stadium | 1402 S First St | On | Owned | No | Yes | 01 | 1321 | 100 | NA | NA | XXX04 | Women's Public Restroom | No | DEPT
Chanute Facility #913 | (empty) | (empty) | (empty) | (empty) | (empty) | (empty) | N/A | (empty) | (empty) | (empty) | (empty) | Newly Installed South Restroom | (empty) | (empty)
Chanute Facility #914 | (empty) | (empty) | (empty) | (empty) | (empty) | (empty) | N/A | (empty) | (empty) | (empty) | (empty) | Newly Installed North Restroom | (empty) | (empty)

## 0311
Building Code | - multiple -
Building Name | Address | On or Off Campus | Ownership | State Supported | Auxiliary | Floor Code | Room Code | % of Space | Department Name | Org Code | Actual Room Use | Use Descrption | Split/Share | DOR | (empty)
Memorial Stadium | 1402 S First St | On | Owned | No | Yes | 01 | 1321 | 100 | NA | NA | XXX04 | Women's Public Restroom | No | DEPT
Natural History Survey Storage B #3 | 1833 S Oak St | On | Owned | No | No | 01 | 0013 | 100 | NA | NA | XXX05 | All-Gender Public Restroom | No | DEPT
Chanute Facility #913 | (empty) | (empty) | (empty) | (empty) | (empty) | (empty) | N/A | (empty) | (empty) | (empty) | (empty) | Newly Installed South Restroom | (empty) | (empty)
Chanute Facility #914 | (empty) | (empty) | (empty) | (empty) | (empty) | (empty) | N/A | (empty) | (empty) | (empty) | (empty) | Newly Installed North Restroom | (empty) | (empty)

## 0312
Building Code | - multiple -
Building Name | Address | On or Off Campus | Ownership | State Supported | Auxiliary | Floor Code | Room Code | % of Space | Department Name | Org Code | Actual Room Use | Use Descrption | Split/Share | DOR | (empty)
Memorial Stadium | 1402 S First St | On | Owned | No | Yes | 01 | 1321 | 100 | NA | NA | XXX04 | Women's Public Restroom | No | DEPT
Natural History Survey Storage B #2 | 1831 S Oak St | On | Owned | No | No | 01 | 0007 | 100 | NA | NA | XXX05 | All-Gender Public Restroom | No | DEPT
Chanute Facility #913 | (empty) | (empty) | (empty) | (empty) | (empty) | (empty) | N/A | (empty) | (empty) | (empty) | (empty) | Newly Installed South Restroom | (empty) | (empty)
Chanute Facility #914 | (empty) | (empty) | (empty) | (empty) | (empty) | (empty) | N/A | (empty) | (empty) | (empty) | (empty) | Newly Installed North Restroom | (empty) | (empty)

## 0315
Building Code | - multiple -
Building Name | Address | On or Off Campus | Ownership | State Supported | Auxiliary | Floor Code | Room Code | % of Space | Department Name | Org Code | Actual Room Use | Use Descrption | Split/Share | DOR | (empty)
ISGS Core Lab | 1825 S Oak St | On | Owned | No | No | 01 | 0102 | 100 | NA | NA | XXX05 | All-Gender Public Restroom | No | DEPT
Memorial Stadium | 1402 S First St | On | Owned | No | Yes | 01 | 1321 | 100 | NA | NA | XXX04 | Women's Public Restroom | No | DEPT
Chanute Facility #913 | (empty) | (empty) | (empty) | (empty) | (empty) | (empty) | N/A | (empty) | (empty) | (empty) | (empty) | Newly Installed South Restroom | (empty) | (empty)
Chanute Facility #914 | (empty) | (empty) | (empty) | (empty) | (empty) | (empty) | N/A | (empty) | (empty) | (empty) | (empty) | Newly Installed North Restroom | (empty) | (empty)

## 0321
Building Code | - multiple -
Building Name | Address | On or Off Campus | Ownership | State Supported | Auxiliary | Floor Code | Room Code | % of Space | Department Name | Org Code | Actual Room Use | Use Descrption | Split/Share | DOR | (empty)
Memorial Stadium | 1402 S First St | On | Owned | No | Yes | 01 | 1321 | 100 | NA | NA | XXX04 | Women's Public Restroom | No | DEPT
Natural Resource Studies Annex | 1910 Griffith Dr | On | Owned | Yes | No | 01 | 0115 | 100 | NA | NA | XXX04 | Women's Public Restroom | No | PP
[7 empty] | 0119 | 100 | NA | NA | XXX03 | Men's Public Restroom | No | PP
[6 empty] | 02 | 0215 | 100 | NA | NA | XXX03 | Men's Public Restroom | No | PP
[7 empty] | 0217 | 100 | NA | NA | XXX04 | Women's Public Restroom | No | PP
Chanute Facility #913 | (empty) | (empty) | (empty) | (empty) | (empty) | (empty) | N/A | (empty) | (empty) | (empty) | (empty) | Newly Installed South Restroom | (empty) | (empty)
Chanute Facility #914 | (empty) | (empty) | (empty) | (empty) | (empty) | (empty) | N/A | (empty) | (empty) | (empty) | (empty) | Newly Installed North Restroom | (empty) | (empty)

## 0323
Building Code | - multiple -
Building Name | Address | On or Off Campus | Ownership | State Supported | Auxiliary | Floor Code | Room Code | % of Space | Department Name | Org Code | Actual Room Use | Use Descrption | Split/Share | DOR | (empty)
Memorial Stadium | 1402 S First St | On | Owned | No | Yes | 01 | 1321 | 100 | NA | NA | XXX04 | Women's Public Restroom | No | DEPT
Public Safety Building | 1110 Springfield Ave | On | Owned | Yes | No | 01 | 0104 | 100 | Division of Public Safety | NANA0664 | 31533 | Office Service - Restroom | No | PP
[7 empty] | 0116 | 100 | NA | NA | XXX03 | Men's Public Restroom | No | PP
[7 empty] | 0117 | 100 | NA | NA | XXX04 | Women's Public Restroom | No | PP
[6 empty] | 02 | 0212 | 100 | NA | NA | XXX03 | Men's Public Restroom | No | PP
[7 empty] | 0213 | 100 | NA | NA | XXX04 | Women's Public Restroom | No | PP
Chanute Facility #913 | (empty) | (empty) | (empty) | (empty) | (empty) | (empty) | N/A | (empty) | (empty) | (empty) | (empty) | Newly Installed South Restroom | (empty) | (empty)
Chanute Facility #914 | (empty) | (empty) | (empty) | (empty) | (empty) | (empty) | N/A | (empty) | (empty) | (empty) | (empty) | Newly Installed North Restroom | (empty) | (empty)

## 0324
Building Code | - multiple -
Building Name | Address | On or Off Campus | Ownership | State Supported | Auxiliary | Floor Code | Room Code | % of Space | Department Name | Org Code | Actual Room Use | Use Descrption | Split/Share | DOR | (empty)
Grainger Engineering Library Information Center | 1301 Springfield Ave | On | Owned | Yes | No | 00 | 0045 | 100 | NA | NA | XXX03 | Men's Public Restroom | No | PP
[7 empty] | 0047 | 100 | NA | NA | XXX04 | Women's Public Restroom | No | PP
[6 empty] | 01 | 0145 | 100 | NA | NA | XXX03 | Men's Public Restroom | No | PP
[7 empty] | 0147 | 100 | NA | NA | XXX04 | Women's Public Restroom | No | PP
[6 empty] | 02 | 0245 | 100 | NA | NA | XXX03 | Men's Public Restroom | No | PP
[7 empty] | 0247 | 100 | NA | NA | XXX04 | Women's Public Restroom | No | PP
[6 empty] | 03 | 0345 | 100 | NA | NA | XXX03 | Men's Public Restroom | No | PP
[7 empty] | 0347 | 100 | NA | NA | XXX04 | Women's Public Restroom | No | PP
[6 empty] | 04 | 0445 | 100 | NA | NA | XXX04 | Women's Public Restroom | No | PP
[7 empty] | 0447 | 100 | NA | NA | XXX03 | Men's Public Restroom | No | PP
Memorial Stadium | 1402 S First St | On | Owned | No | Yes | 01 | 1321 | 100 | NA | NA | XXX04 | Women's Public Restroom | No | DEPT
Chanute Facility #913 | (empty) | (empty) | (empty) | (empty) | (empty) | (empty) | N/A | (empty) | (empty) | (empty) | (empty) | Newly Installed South Restroom | (empty) | (empty)
Chanute Facility #914 | (empty) | (empty) | (empty) | (empty) | (empty) | (empty) | N/A | (empty) | (empty) | (empty) | (empty) | Newly Installed North Restroom | (empty) | (empty)

## 0327
Building Code | - multiple -
Building Name | Address | On or Off Campus | Ownership | State Supported | Auxiliary | Floor Code | Room Code | % of Space | Department Name | Org Code | Actual Room Use | Use Descrption | Split/Share | DOR | (empty)
Memorial Stadium | 1402 S First St | On | Owned | No | Yes | 01 | 1321 | 100 | NA | NA | XXX04 | Women's Public Restroom | No | DEPT
South Studio #2 (Sculpture Building) | 2122 Griffith Dr | On | Owned | Yes | No | 01 | 0104 | 100 | NA | NA | XXX05 | All-Gender Public Restroom | No | PP
Chanute Facility #913 | (empty) | (empty) | (empty) | (empty) | (empty) | (empty) | N/A | (empty) | (empty) | (empty) | (empty) | Newly Installed South Restroom | (empty) | (empty)
Chanute Facility #914 | (empty) | (empty) | (empty) | (empty) | (empty) | (empty) | N/A | (empty) | (empty) | (empty) | (empty) | Newly Installed North Restroom | (empty) | (empty)

## 0328
Building Code | - multiple -
Building Name | Address | On or Off Campus | Ownership | State Supported | Auxiliary | Floor Code | Room Code | % of Space | Department Name | Org Code | Actual Room Use | Use Descrption | Split/Share | DOR | (empty)
Memorial Stadium | 1402 S First St | On | Owned | No | Yes | 01 | 1321 | 100 | NA | NA | XXX04 | Women's Public Restroom | No | DEPT
South Studio 1 (Art Studio) | 2128 Griffith Dr | On | Owned | Yes | No | 01 | 0100 | 100 | NA | NA | XXX05 | All-Gender Public Restroom | No | PP
Chanute Facility #913 | (empty) | (empty) | (empty) | (empty) | (empty) | (empty) | N/A | (empty) | (empty) | (empty) | (empty) | Newly Installed South Restroom | (empty) | (empty)
Chanute Facility #914 | (empty) | (empty) | (empty) | (empty) | (empty) | (empty) | N/A | (empty) | (empty) | (empty) | (empty) | Newly Installed North Restroom | (empty) | (empty)

## 0331
Building Code | - multiple -
Building Name | Address | On or Off Campus | Ownership | State Supported | Auxiliary | Floor Code | Room Code | % of Space | Department Name | Org Code | Actual Room Use | Use Descrption | Split/Share | DOR | (empty)
Library and Information Science Building | 501 E Daniel St | On | Owned | Yes | No | 00 | 0019 | 100 | NA | NA | XXX05 | All-Gender Public Restroom | No | PP
[6 empty] | 01 | 0107 | 100 | NA | NA | XXX03 | Men's Public Restroom | No | PP
[7 empty] | 0118 | 100 | NA | NA | XXX04 | Women's Public Restroom | No | PP
[7 empty] | 0133 | 100 | NA | NA | XXX04 | Women's Public Restroom | No | PP
[7 empty] | 0134 | 100 | NA | NA | XXX03 | Men's Public Restroom | No | PP
[6 empty] | 02 | 0205 | 100 | NA | NA | XXX04 | Women's Public Restroom | No | PP
[7 empty] | 0231 | 100 | NA | NA | XXX04 | Women's Public Restroom | No | PP
[7 empty] | 0232 | 100 | NA | NA | XXX03 | Men's Public Restroom | No | PP
[6 empty] | 03 | 0305 | 100 | NA | NA | XXX03 | Men's Public Restroom | No | PP
[7 empty] | 0351 | 100 | NA | NA | XXX04 | Women's Public Restroom | No | PP
Memorial Stadium | 1402 S First St | On | Owned | No | Yes | 01 | 1321 | 100 | NA | NA | XXX04 | Women's Public Restroom | No | DEPT
Chanute Facility #913 | (empty) | (empty) | (empty) | (empty) | (empty) | (empty) | N/A | (empty) | (empty) | (empty) | (empty) | Newly Installed South Restroom | (empty) | (empty)
Chanute Facility #914 | (empty) | (empty) | (empty) | (empty) | (empty) | (empty) | N/A | (empty) | (empty) | (empty) | (empty) | Newly Installed North Restroom | (empty) | (empty)

## 0336
Building Code | - multiple -
Building Name | Address | On or Off Campus | Ownership | State Supported | Auxiliary | Floor Code | Room Code | % of Space | Department Name | Org Code | Actual Room Use | Use Descrption | Split/Share | DOR | (empty)
Madigan Laboratory, Edward R | 1201 Gregory Dr | On | Owned | Yes | No | 00 | 0010 | 100 | NA | NA | XXX03 | Men's Public Restroom | No | PP
[7 empty] | 0010B | 100 | NA | NA | XXX04 | Women's Public Restroom | No | PP
[7 empty] | 0015 | 100 | Division of Animal Resources | NENE0298 | 57570 | Animal Quarters Service - Restroom | No | PP
[7 empty] | 0032 | 100 | Division of Animal Resources | NENE0298 | 57570 | Animal Quarters Service - Restroom | No | PP
[7 empty] | 0058A | 100 | Division of Animal Resources | NENE0298 | 57570 | Animal Quarters Service - Restroom | No | PP
[6 empty] | 01 | 0106 | 100 | Division of Animal Resources | NENE0298 | 57570 | Animal Quarters Service - Restroom | No | PP
[7 empty] | 0108 | 100 | Division of Animal Resources | NENE0298 | 57570 | Animal Quarters Service - Restroom | No | PP
[7 empty] | 0114F | 100 | Division of Animal Resources | NENE0298 | 57570 | Animal Quarters Service - Restroom | No | PP
[7 empty] | 0140 | 100 | NA | NA | XXX04 | Women's Public Restroom | No | PP
[7 empty] | 0144 | 100 | NA | NA | XXX03 | Men's Public Restroom | No | PP
[6 empty] | 02 | 0235A | 100 | NA | NA | XXX03 | Men's Public Restroom | No | PP
[7 empty] | 0237A | 100 | NA | NA | XXX04 | Women's Public Restroom | No | PP
[6 empty] | 03 | 0335A | 100 | NA | NA | XXX03 | Men's Public Restroom | No | PP
[7 empty] | 0337A | 100 | NA | NA | XXX04 | Women's Public Restroom | No | PP
Memorial Stadium | 1402 S First St | On | Owned | No | Yes | 01 | 1321 | 100 | NA | NA | XXX04 | Women's Public Restroom | No | DEPT
Chanute Facility #913 | (empty) | (empty) | (empty) | (empty) | (empty) | (empty) | N/A | (empty) | (empty) | (empty) | (empty) | Newly Installed South Restroom | (empty) | (empty)
Chanute Facility #914 | (empty) | (empty) | (empty) | (empty) | (empty) | (empty) | N/A | (empty) | (empty) | (empty) | (empty) | Newly Installed North Restroom | (empty) | (empty)

## 0337
Building Code | - multiple -
Building Name | Address | On or Off Campus | Ownership | State Supported | Auxiliary | Floor Code | Room Code | % of Space | Department Name | Org Code | Actual Room Use | Use Descrption | Split/Share | DOR | (empty)
Memorial Stadium | 1402 S First St | On | Owned | No | Yes | 01 | 1321 | 100 | NA | NA | XXX04 | Women's Public Restroom | No | DEPT
Paleobotanical Building | 2115 Griffith Dr | On | Owned | Yes | No | 01 | 0105 | 100 | NA | NA | XXX05 | All-Gender Public Restroom | No | PP
Chanute Facility #913 | (empty) | (empty) | (empty) | (empty) | (empty) | (empty) | N/A | (empty) | (empty) | (empty) | (empty) | Newly Installed South Restroom | (empty) | (empty)
Chanute Facility #914 | (empty) | (empty) | (empty) | (empty) | (empty) | (empty) | N/A | (empty) | (empty) | (empty) | (empty) | Newly Installed North Restroom | (empty) | (empty)

## 0338
Building Code | - multiple -
Building Name | Address | On or Off Campus | Ownership | State Supported | Auxiliary | Floor Code | Room Code | % of Space | Department Name | Org Code | Actual Room Use | Use Descrption | Split/Share | DOR | (empty)
Memorial Stadium | 1402 S First St | On | Owned | No | Yes | 01 | 1321 | 100 | NA | NA | XXX04 | Women's Public Restroom | No | DEPT
South Studio 3 (Glass Sculpture Building) | 2116 Griffith Dr | On | Owned | Yes | No | 01 | 102A | 100 | NA | NA | XXX05 | All-Gender Public Restroom | No | PP
Chanute Facility #913 | (empty) | (empty) | (empty) | (empty) | (empty) | (empty) | N/A | (empty) | (empty) | (empty) | (empty) | Newly Installed South Restroom | (empty) | (empty)
Chanute Facility #914 | (empty) | (empty) | (empty) | (empty) | (empty) | (empty) | N/A | (empty) | (empty) | (empty) | (empty) | Newly Installed North Restroom | (empty) | (empty)

## 0339
Building Code | - multiple -
Building Name | Address | On or Off Campus | Ownership | State Supported | Auxiliary | Floor Code | Room Code | % of Space | Department Name | Org Code | Actual Room Use | Use Descrption | Split/Share | DOR | (empty)
Memorial Stadium | 1402 S First St | On | Owned | No | Yes | 01 | 1321 | 100 | NA | NA | XXX04 | Women's Public Restroom | No | DEPT
Temple Hoyne Buell Hall | 611 Lorado Taft Dr | On | Owned | Yes | No | 00 | 0030 | 100 | NA | NA | XXX03 | Men's Public Restroom | No | PP
[7 empty] | 0032 | 100 | NA | NA | XXX04 | Women's Public Restroom | No | PP
[6 empty] | 02 | 0238 | 100 | NA | NA | XXX03 | Men's Public Restroom | No | PP
[7 empty] | 0242 | 100 | NA | NA | XXX04 | Women's Public Restroom | No | PP
[6 empty] | 02M | M0238 | 100 | NA | NA | XXX03 | Men's Public Restroom | No | PP
[7 empty] | M0242 | 100 | NA | NA | XXX04 | Women's Public Restroom | No | PP
[6 empty] | 03 | 0338 | 100 | NA | NA | XXX03 | Men's Public Restroom | No | PP
[7 empty] | 0342 | 100 | NA | NA | XXX03 | Men's Public Restroom | No | PP
Chanute Facility #913 | (empty) | (empty) | (empty) | (empty) | (empty) | (empty) | N/A | (empty) | (empty) | (empty) | (empty) | Newly Installed South Restroom | (empty) | (empty)
Chanute Facility #914 | (empty) | (empty) | (empty) | (empty) | (empty) | (empty) | N/A | (empty) | (empty) | (empty) | (empty) | Newly Installed North Restroom | (empty) | (empty)

## 0347
Building Code | - multiple -
Building Name | Address | On or Off Campus | Ownership | State Supported | Auxiliary | Floor Code | Room Code | % of Space | Department Name | Org Code | Actual Room Use | Use Descrption | Split/Share | DOR | (empty)
Memorial Stadium | 1402 S First St | On | Owned | No | Yes | 01 | 1321 | 100 | NA | NA | XXX04 | Women's Public Restroom | No | DEPT
Motorcycle Safety Office | 4 Gerty Dr | On | Owned | No | No | 01 | 0012 | 100 | NA | NA | XXX05 | All-Gender Public Restroom | No | DEPT
[7 empty] | 0014 | 100 | NA | NA | XXX05 | All-Gender Public Restroom | No | DEPT
[7 empty] | 0018A1 | 100 | NA | NA | XXX05 | All-Gender Public Restroom | No | DEPT
[7 empty] | 0018A2 | 100 | NA | NA | XXX05 | All-Gender Public Restroom | No | DEPT
Chanute Facility #913 | (empty) | (empty) | (empty) | (empty) | (empty) | (empty) | N/A | (empty) | (empty) | (empty) | (empty) | Newly Installed South Restroom | (empty) | (empty)
Chanute Facility #914 | (empty) | (empty) | (empty) | (empty) | (empty) | (empty) | N/A | (empty) | (empty) | (empty) | (empty) | Newly Installed North Restroom | (empty) | (empty)

## 0350
Building Code | - multiple -
Building Name | Address | On or Off Campus | Ownership | State Supported | Auxiliary | Floor Code | Room Code | % of Space | Department Name | Org Code | Actual Room Use | Use Descrption | Split/Share | DOR | (empty)
Memorial Stadium | 1402 S First St | On | Owned | No | Yes | 01 | 1321 | 100 | NA | NA | XXX04 | Women's Public Restroom | No | DEPT
Vet Med Basic Sciences Building | 2001 S Lincoln Ave | On | Owned | Yes | No | 01 | 1109 | 100 | NA | NA | XXX04 | Women's Public Restroom | No | PP
[7 empty] | 1111 | 100 | NA | NA | XXX03 | Men's Public Restroom | No | PP
[7 empty] | 1135 | 100 | NA | NA | XXX03 | Men's Public Restroom | No | PP
[7 empty] | 1254 | 100 | NA | NA | XXX03 | Men's Public Restroom | No | PP
[7 empty] | 1258 | 100 | NA | NA | XXX04 | Women's Public Restroom | No | PP
[7 empty] | 1283 | 100 | NA | NA | XXX03 | Men's Public Restroom | No | PP
[7 empty] | 1284 | 100 | NA | NA | XXX04 | Women's Public Restroom | No | PP
[7 empty] | 1520A | 100 | Division of Animal Resources | NENE0298 | 57570 | Animal Quarters Service - Restroom | No | PP
[7 empty] | 1550 | 100 | Division of Animal Resources | NENE0298 | 57570 | Animal Quarters Service - Restroom | No | PP
[7 empty] | 1551 | 100 | Division of Animal Resources | NENE0298 | 57570 | Animal Quarters Service - Restroom | No | PP
[7 empty] | 1552 | 100 | Division of Animal Resources | NENE0298 | 57570 | Animal Quarters Service - Restroom | No | PP
[7 empty] | 1610 | 100 | NA | NA | XXX04 | Women's Public Restroom | No | PP
[7 empty] | 1840 | 100 | NA | NA | XXX03 | Men's Public Restroom | No | PP
[7 empty] | 1846 | 100 | NA | NA | XXX03 | Men's Public Restroom | No | PP
[6 empty] | 02 | 2231 | 100 | NA | NA | XXX04 | Women's Public Restroom | No | PP
[7 empty] | 2237 | 100 | NA | NA | XXX03 | Men's Public Restroom | No | PP
[7 empty] | 2732 | 100 | NA | NA | XXX04 | Women's Public Restroom | No | PP
[7 empty] | 2736 | 100 | NA | NA | XXX03 | Men's Public Restroom | No | PP
[7 empty] | 2816 | 100 | NA | NA | XXX04 | Women's Public Restroom | No | PP
[7 empty] | 2822 | 100 | NA | NA | XXX03 | Men's Public Restroom | No | PP
[6 empty] | 03 | 3203 | 100 | NA | NA | XXX03 | Men's Public Restroom | No | PP
[7 empty] | 3205 | 100 | NA | NA | XXX04 | Women's Public Restroom | No | PP
[7 empty] | 3429 | 100 | NA | NA | XXX04 | Women's Public Restroom | No | PP
[7 empty] | 3431 | 100 | NA | NA | XXX03 | Men's Public Restroom | No | PP
[7 empty] | 3816 | 100 | NA | NA | XXX04 | Women's Public Restroom | No | PP
[7 empty] | 3822 | 100 | NA | NA | XXX03 | Men's Public Restroom | No | PP
Chanute Facility #913 | (empty) | (empty) | (empty) | (empty) | (empty) | (empty) | N/A | (empty) | (empty) | (empty) | (empty) | Newly Installed South Restroom | (empty) | (empty)
Chanute Facility #914 | (empty) | (empty) | (empty) | (empty) | (empty) | (empty) | N/A | (empty) | (empty) | (empty) | (empty) | Newly Installed North Restroom | (empty) | (empty)

## 0352
Building Code | - multiple -
Building Name | Address | On or Off Campus | Ownership | State Supported | Auxiliary | Floor Code | Room Code | % of Space | Department Name | Org Code | Actual Room Use | Use Descrption | Split/Share | DOR | (empty)
Memorial Stadium | 1402 S First St | On | Owned | No | Yes | 01 | 1321 | 100 | NA | NA | XXX04 | Women's Public Restroom | No | DEPT
Veterinary Medicine Chiller Plant | 1009 St Marys Rd | On | Owned | No | No | 00 | 0103 | 100 | NA | NA | XXX05 | All-Gender Public Restroom | No | DEPT
Chanute Facility #913 | (empty) | (empty) | (empty) | (empty) | (empty) | (empty) | N/A | (empty) | (empty) | (empty) | (empty) | Newly Installed South Restroom | (empty) | (empty)
Chanute Facility #914 | (empty) | (empty) | (empty) | (empty) | (empty) | (empty) | N/A | (empty) | (empty) | (empty) | (empty) | Newly Installed North Restroom | (empty) | (empty)

## 0353
Building Code | - multiple -
Building Name | Address | On or Off Campus | Ownership | State Supported | Auxiliary | Floor Code | Room Code | % of Space | Department Name | Org Code | Actual Room Use | Use Descrption | Split/Share | DOR | (empty)
505 E Green St | 505 E Green St | On | Leased | No | No | 02 | W0200A | 100 | Curriculum and Instruction | KNKN0613 | 31533 | Office Service - Restroom | No | OWNER
[7 empty] | W0200A3 | 100 | Curriculum and Instruction | KNKN0613 | 31533 | Office Service - Restroom | No | OWNER
[6 empty] | 03 | 0300D | 100 | Psychology | KVKV0299 | 31533 | Office Service - Restroom | No | OWNER
[7 empty] | 0300E | 100 | Psychology | KVKV0299 | 31533 | Office Service - Restroom | No | OWNER
Memorial Stadium | 1402 S First St | On | Owned | No | Yes | 01 | 1321 | 100 | NA | NA | XXX04 | Women's Public Restroom | No | DEPT
Chanute Facility #913 | (empty) | (empty) | (empty) | (empty) | (empty) | (empty) | N/A | (empty) | (empty) | (empty) | (empty) | Newly Installed South Restroom | (empty) | (empty)
Chanute Facility #914 | (empty) | (empty) | (empty) | (empty) | (empty) | (empty) | N/A | (empty) | (empty) | (empty) | (empty) | Newly Installed North Restroom | (empty) | (empty)

## 0354
Building Code | - multiple -
Building Name | Address | On or Off Campus | Ownership | State Supported | Auxiliary | Floor Code | Room Code | % of Space | Department Name | Org Code | Actual Room Use | Use Descrption | Split/Share | DOR | (empty)
Japan House | 2000 S Lincoln Ave | On | Owned | No | No | 01 | 0116 | 100 | NA | NA | XXX03 | Men's Public Restroom | No | DEPT
[7 empty] | 0118 | 100 | NA | NA | XXX04 | Women's Public Restroom | No | DEPT
Memorial Stadium | 1402 S First St | On | Owned | No | Yes | 01 | 1321 | 100 | NA | NA | XXX04 | Women's Public Restroom | No | DEPT
Chanute Facility #913 | (empty) | (empty) | (empty) | (empty) | (empty) | (empty) | N/A | (empty) | (empty) | (empty) | (empty) | Newly Installed South Restroom | (empty) | (empty)
Chanute Facility #914 | (empty) | (empty) | (empty) | (empty) | (empty) | (empty) | N/A | (empty) | (empty) | (empty) | (empty) | Newly Installed North Restroom | (empty) | (empty)

## 0358
Building Code | - multiple -
Building Name | Address | On or Off Campus | Ownership | State Supported | Auxiliary | Floor Code | Room Code | % of Space | Department Name | Org Code | Actual Room Use | Use Descrption | Split/Share | DOR | (empty)
1004 S Fourth St - Police Training Institute | 1004 S Fourth St | On | Owned | Yes | No | 00 | 0013 | 100 | NA | NA | XXX04 | Women's Public Restroom | No | PP
[7 empty] | 0015 | 100 | NA | NA | XXX03 | Men's Public Restroom | No | PP
[6 empty] | 01 | 0105 | 100 | NA | NA | XXX04 | Women's Public Restroom | No | PP
[7 empty] | 0107 | 100 | NA | NA | XXX03 | Men's Public Restroom | No | PP
[6 empty] | 02 | 0209 | 100 | NA | NA | XXX04 | Women's Public Restroom | No | PP
[7 empty] | 0211 | 100 | NA | NA | XXX03 | Men's Public Restroom | No | PP
[6 empty] | 03 | 0315 | 100 | NA | NA | XXX04 | Women's Public Restroom | No | PP
[7 empty] | 0317 | 100 | NA | NA | XXX03 | Men's Public Restroom | No | PP
Memorial Stadium | 1402 S First St | On | Owned | No | Yes | 01 | 1321 | 100 | NA | NA | XXX04 | Women's Public Restroom | No | DEPT
Chanute Facility #913 | (empty) | (empty) | (empty) | (empty) | (empty) | (empty) | N/A | (empty) | (empty) | (empty) | (empty) | Newly Installed South Restroom | (empty) | (empty)
Chanute Facility #914 | (empty) | (empty) | (empty) | (empty) | (empty) | (empty) | N/A | (empty) | (empty) | (empty) | (empty) | Newly Installed North Restroom | (empty) | (empty)

## 0360
Building Code | - multiple -
Building Name | Address | On or Off Campus | Ownership | State Supported | Auxiliary | Floor Code | Room Code | % of Space | Department Name | Org Code | Actual Room Use | Use Descrption | Split/Share | DOR | (empty)
Atkins Tennis Center | 1751 S Goodwin Ave | On | Owned | No | Yes | 01 | 0110 | 100 | NA | NA | XXX04 | Women's Public Restroom | No | DEPT
[7 empty] | 0111 | 100 | Intercollegiate Athletics | NUNU0336 | 52505 | Athletic_Physical Education Service - Locker Room | No | DEPT
[7 empty] | 0112 | 100 | Intercollegiate Athletics | NUNU0336 | 52510 | Athletic_Physical Education Service - Shower Room | No | DEPT
[7 empty] | 0116 | 100 | Intercollegiate Athletics | NUNU0336 | 52505 | Athletic_Physical Education Service - Locker Room | No | DEPT
[7 empty] | 0118 | 100 | Intercollegiate Athletics | NUNU0336 | 52510 | Athletic_Physical Education Service - Shower Room | No | DEPT
[7 empty] | 0126 | 100 | NA | NA | XXX03 | Men's Public Restroom | No | DEPT
[7 empty] | 0127 | 100 | Intercollegiate Athletics | NUNU0336 | 52505 | Athletic_Physical Education Service - Locker Room | No | DEPT
[7 empty] | 0128 | 100 | Intercollegiate Athletics | NUNU0336 | 52510 | Athletic_Physical Education Service - Shower Room | No | DEPT
[7 empty] | 0132 | 100 | Intercollegiate Athletics | NUNU0336 | 52505 | Athletic_Physical Education Service - Locker Room | No | DEPT
[7 empty] | 0134 | 100 | Intercollegiate Athletics | NUNU0336 | 52510 | Athletic_Physical Education Service - Shower Room | No | DEPT
[7 empty] | A0106 | 100 | NA | NA | XXX04 | Women's Public Restroom | No | DEPT
[7 empty] | A0107 | 100 | NA | NA | XXX03 | Men's Public Restroom | No | DEPT
[7 empty] | A0113 | 100 | Intercollegiate Athletics | NUNU0336 | 52505 | Athletic_Physical Education Service - Locker Room | No | DEPT
[7 empty] | A0113B | 100 | Intercollegiate Athletics | NUNU0336 | 52510 | Athletic_Physical Education Service - Shower Room | No | DEPT
[7 empty] | A0115 | 100 | Intercollegiate Athletics | NUNU0336 | 52505 | Athletic_Physical Education Service - Locker Room | No | DEPT
[7 empty] | A0115B | 100 | Intercollegiate Athletics | NUNU0336 | 52510 | Athletic_Physical Education Service - Shower Room | No | DEPT
Memorial Stadium | 1402 S First St | On | Owned | No | Yes | 01 | 1321 | 100 | NA | NA | XXX04 | Women's Public Restroom | No | DEPT
Chanute Facility #913 | (empty) | (empty) | (empty) | (empty) | (empty) | (empty) | N/A | (empty) | (empty) | (empty) | (empty) | Newly Installed South Restroom | (empty) | (empty)
Chanute Facility #914 | (empty) | (empty) | (empty) | (empty) | (empty) | (empty) | N/A | (empty) | (empty) | (empty) | (empty) | Newly Installed North Restroom | (empty) | (empty)

## 0364
Building Code | - multiple -
Building Name | Address | On or Off Campus | Ownership | State Supported | Auxiliary | Floor Code | Room Code | % of Space | Department Name | Org Code | Actual Room Use | Use Descrption | Split/Share | DOR | (empty)
Campus Recreation Center - East | 1102 Gregory Dr | On | Owned | No | Yes | 01 | 1004 | 100 | Division of Campus Recreation | NQNQ0571 | 52505 | Athletic_Physical Education Service - Locker Room | No | DEPT
[7 empty] | 1004A | 100 | Division of Campus Recreation | NQNQ0571 | 52510 | Athletic_Physical Education Service - Shower Room | No | DEPT
[7 empty] | 1006 | 100 | NA | NA | XXX03 | Men's Public Restroom | No | DEPT
[7 empty] | 1006A | 100 | Division of Campus Recreation | NQNQ0571 | 52505 | Athletic_Physical Education Service - Locker Room | No | DEPT
[7 empty] | 1006C | 100 | Division of Campus Recreation | NQNQ0571 | 52510 | Athletic_Physical Education Service - Shower Room | No | DEPT
[7 empty] | 1008 | 100 | NA | NA | XXX04 | Women's Public Restroom | No | DEPT
[7 empty] | 1008A | 100 | Division of Campus Recreation | NQNQ0571 | 52505 | Athletic_Physical Education Service - Locker Room | No | DEPT
[7 empty] | 1008C | 100 | Division of Campus Recreation | NQNQ0571 | 52510 | Athletic_Physical Education Service - Shower Room | No | DEPT
[7 empty] | 1025 | 100 | NA | NA | XXX03 | Men's Public Restroom | No | DEPT
[7 empty] | 1029 | 100 | NA | NA | XXX04 | Women's Public Restroom | No | DEPT
[7 empty] | 1032A | 100 | Division of Campus Recreation | NQNQ0571 | 52505 | Athletic_Physical Education Service - Locker Room | No | DEPT
[7 empty] | 1032B | 100 | Division of Campus Recreation | NQNQ0571 | 52505 | Athletic_Physical Education Service - Locker Room | No | DEPT
[7 empty] | C1022A | 100 | Division of Campus Recreation | NQNQ0571 | 52505 | Athletic_Physical Education Service - Locker Room | No | DEPT
[7 empty] | C1022B | 100 | Division of Campus Recreation | NQNQ0571 | 52505 | Athletic_Physical Education Service - Locker Room | No | DEPT
[7 empty] | C1030A | 100 | Division of Campus Recreation | NQNQ0571 | 52505 | Athletic_Physical Education Service - Locker Room | No | DEPT
[7 empty] | C1030B | 100 | Division of Campus Recreation | NQNQ0571 | 52505 | Athletic_Physical Education Service - Locker Room | No | DEPT
[7 empty] | C1030C | 100 | Division of Campus Recreation | NQNQ0571 | 52505 | Athletic_Physical Education Service - Locker Room | No | DEPT
[7 empty] | C1030D | 100 | Division of Campus Recreation | NQNQ0571 | 52505 | Athletic_Physical Education Service - Locker Room | No | DEPT
[6 empty] | 02 | 2000C | 100 | NA | NA | XXX04 | Women's Public Restroom | No | DEPT
[7 empty] | 2000D | 100 | NA | NA | XXX03 | Men's Public Restroom | No | DEPT
Memorial Stadium | 1402 S First St | On | Owned | No | Yes | 01 | 1321 | 100 | NA | NA | XXX04 | Women's Public Restroom | No | DEPT
Chanute Facility #913 | (empty) | (empty) | (empty) | (empty) | (empty) | (empty) | N/A | (empty) | (empty) | (empty) | (empty) | Newly Installed South Restroom | (empty) | (empty)
Chanute Facility #914 | (empty) | (empty) | (empty) | (empty) | (empty) | (empty) | N/A | (empty) | (empty) | (empty) | (empty) | Newly Installed North Restroom | (empty) | (empty)

## 0365
Building Code | - multiple -
Building Name | Address | On or Off Campus | Ownership | State Supported | Auxiliary | Floor Code | Room Code | % of Space | Department Name | Org Code | Actual Room Use | Use Descrption | Split/Share | DOR | (empty)
907 1/2 W Nevada St | 907 1/2 W Nevada St | On | Owned | Yes | No | 01 | 0104 | 100 | NA | NA | XXX04 | Women's Public Restroom | No | PP
[7 empty] | 0106 | 100 | NA | NA | XXX03 | Men's Public Restroom | No | PP
[7 empty] | 0107 | 100 | NA | NA | XXX05 | All-Gender Public Restroom | No | PP
Memorial Stadium | 1402 S First St | On | Owned | No | Yes | 01 | 1321 | 100 | NA | NA | XXX04 | Women's Public Restroom | No | DEPT
Chanute Facility #913 | (empty) | (empty) | (empty) | (empty) | (empty) | (empty) | N/A | (empty) | (empty) | (empty) | (empty) | Newly Installed South Restroom | (empty) | (empty)
Chanute Facility #914 | (empty) | (empty) | (empty) | (empty) | (empty) | (empty) | N/A | (empty) | (empty) | (empty) | (empty) | Newly Installed North Restroom | (empty) | (empty)

## 0366
Building Code | - multiple -
Building Name | Address | On or Off Campus | Ownership | State Supported | Auxiliary | Floor Code | Room Code | % of Space | Department Name | Org Code | Actual Room Use | Use Descrption | Split/Share | DOR | (empty)
Memorial Stadium | 1402 S First St | On | Owned | No | Yes | 01 | 1321 | 100 | NA | NA | XXX04 | Women's Public Restroom | No | DEPT
South Studio #4 (Ceramics Facility) | 2110 Griffith Dr | On | Owned | Yes | No | 01 | 0106 | 100 | NA | NA | XXX05 | All-Gender Public Restroom | No | PP
Chanute Facility #913 | (empty) | (empty) | (empty) | (empty) | (empty) | (empty) | N/A | (empty) | (empty) | (empty) | (empty) | Newly Installed South Restroom | (empty) | (empty)
Chanute Facility #914 | (empty) | (empty) | (empty) | (empty) | (empty) | (empty) | N/A | (empty) | (empty) | (empty) | (empty) | Newly Installed North Restroom | (empty) | (empty)

## 0367
Building Code | - multiple -
Building Name | Address | On or Off Campus | Ownership | State Supported | Auxiliary | Floor Code | Room Code | % of Space | Department Name | Org Code | Actual Room Use | Use Descrption | Split/Share | DOR | (empty)
901 W Oregon St | 901 W Oregon St | On | Owned | Yes | No | 01 | 0102 | 100 | NA | NA | XXX03 | Men's Public Restroom | No | PP
[7 empty] | 0103 | 100 | NA | NA | XXX04 | Women's Public Restroom | No | PP
[7 empty] | 0109 | 100 | NA | NA | XXX03 | Men's Public Restroom | No | PP
Memorial Stadium | 1402 S First St | On | Owned | No | Yes | 01 | 1321 | 100 | NA | NA | XXX04 | Women's Public Restroom | No | DEPT
Chanute Facility #913 | (empty) | (empty) | (empty) | (empty) | (empty) | (empty) | N/A | (empty) | (empty) | (empty) | (empty) | Newly Installed South Restroom | (empty) | (empty)
Chanute Facility #914 | (empty) | (empty) | (empty) | (empty) | (empty) | (empty) | N/A | (empty) | (empty) | (empty) | (empty) | Newly Installed North Restroom | (empty) | (empty)

## 0369
Building Code | - multiple -
Building Name | Address | On or Off Campus | Ownership | State Supported | Auxiliary | Floor Code | Room Code | % of Space | Department Name | Org Code | Actual Room Use | Use Descrption | Split/Share | DOR | (empty)
International Studies Building | 910 S Fifth St | On | Owned | Yes | No | 01 | 0111 | 100 | NA | NA | XXX03 | Men's Public Restroom | No | PP
[7 empty] | 0113 | 100 | NA | NA | XXX04 | Women's Public Restroom | No | PP
[6 empty] | 02 | 0213 | 100 | NA | NA | XXX05 | All-Gender Public Restroom | No | PP
[7 empty] | 0215 | 100 | NA | NA | XXX05 | All-Gender Public Restroom | No | PP
[6 empty] | 03 | 0309 | 100 | NA | NA | XXX05 | All-Gender Public Restroom | No | PP
[7 empty] | 0310 | 100 | NA | NA | XXX05 | All-Gender Public Restroom | No | PP
Memorial Stadium | 1402 S First St | On | Owned | No | Yes | 01 | 1321 | 100 | NA | NA | XXX04 | Women's Public Restroom | No | DEPT
Chanute Facility #913 | (empty) | (empty) | (empty) | (empty) | (empty) | (empty) | N/A | (empty) | (empty) | (empty) | (empty) | Newly Installed South Restroom | (empty) | (empty)
Chanute Facility #914 | (empty) | (empty) | (empty) | (empty) | (empty) | (empty) | N/A | (empty) | (empty) | (empty) | (empty) | Newly Installed North Restroom | (empty) | (empty)

## 0370
Building Code | - multiple -
Building Name | Address | On or Off Campus | Ownership | State Supported | Auxiliary | Floor Code | Room Code | % of Space | Department Name | Org Code | Actual Room Use | Use Descrption | Split/Share | DOR | (empty)
Memorial Stadium | 1402 S First St | On | Owned | No | Yes | 01 | 1321 | 100 | NA | NA | XXX04 | Women's Public Restroom | No | DEPT
South Studio #5 (Graduate Photography) | 2108 Griffith Dr | On | Owned | Yes | No | 01 | 0109 | 100 | NA | NA | XXX03 | Men's Public Restroom | No | PP
[7 empty] | 0110 | 100 | NA | NA | XXX04 | Women's Public Restroom | No | PP
Chanute Facility #913 | (empty) | (empty) | (empty) | (empty) | (empty) | (empty) | N/A | (empty) | (empty) | (empty) | (empty) | Newly Installed South Restroom | (empty) | (empty)
Chanute Facility #914 | (empty) | (empty) | (empty) | (empty) | (empty) | (empty) | N/A | (empty) | (empty) | (empty) | (empty) | Newly Installed North Restroom | (empty) | (empty)

## 0371
Building Code | - multiple -
Building Name | Address | On or Off Campus | Ownership | State Supported | Auxiliary | Floor Code | Room Code | % of Space | Department Name | Org Code | Actual Room Use | Use Descrption | Split/Share | DOR | (empty)
Memorial Stadium | 1402 S First St | On | Owned | No | Yes | 01 | 1321 | 100 | NA | NA | XXX04 | Women's Public Restroom | No | DEPT
South Studio #7 (General Arts Building) | 2111 Griffith Dr | On | Owned | Yes | No | 01 | 0105 | 100 | NA | NA | XXX03 | Men's Public Restroom | No | PP
[7 empty] | 0106 | 100 | NA | NA | XXX04 | Women's Public Restroom | No | PP
Chanute Facility #913 | (empty) | (empty) | (empty) | (empty) | (empty) | (empty) | N/A | (empty) | (empty) | (empty) | (empty) | Newly Installed South Restroom | (empty) | (empty)
Chanute Facility #914 | (empty) | (empty) | (empty) | (empty) | (empty) | (empty) | N/A | (empty) | (empty) | (empty) | (empty) | Newly Installed North Restroom | (empty) | (empty)

## 0373
Building Code | - multiple -
Building Name | Address | On or Off Campus | Ownership | State Supported | Auxiliary | Floor Code | Room Code | % of Space | Department Name | Org Code | Actual Room Use | Use Descrption | Split/Share | DOR | (empty)
Memorial Stadium | 1402 S First St | On | Owned | No | Yes | 01 | 1321 | 100 | NA | NA | XXX04 | Women's Public Restroom | No | DEPT
Spurlock Museum | 600 S Gregory St | On | Owned | Yes | No | 00 | 0031 | 100 | NA | NA | XXX04 | Women's Public Restroom | No | PP
[7 empty] | 0033 | 100 | NA | NA | XXX03 | Men's Public Restroom | No | PP
[6 empty] | 01 | 0120 | 100 | NA | NA | XXX03 | Men's Public Restroom | No | PP
[7 empty] | 0121 | 100 | NA | NA | XXX04 | Women's Public Restroom | No | PP
Chanute Facility #913 | (empty) | (empty) | (empty) | (empty) | (empty) | (empty) | N/A | (empty) | (empty) | (empty) | (empty) | Newly Installed South Restroom | (empty) | (empty)
Chanute Facility #914 | (empty) | (empty) | (empty) | (empty) | (empty) | (empty) | N/A | (empty) | (empty) | (empty) | (empty) | Newly Installed North Restroom | (empty) | (empty)

## 0375
Building Code | - multiple -
Building Name | Address | On or Off Campus | Ownership | State Supported | Auxiliary | Floor Code | Room Code | % of Space | Department Name | Org Code | Actual Room Use | Use Descrption | Split/Share | DOR | (empty)
Memorial Stadium | 1402 S First St | On | Owned | No | Yes | 01 | 1321 | 100 | NA | NA | XXX04 | Women's Public Restroom | No | DEPT
South Studio #6 (Graduate Painting Fac.) | 2109 Griffith Dr | On | Owned | Yes | No | 01 | 0114 | 100 | NA | NA | XXX04 | Women's Public Restroom | No | PP
[7 empty] | 0115 | 100 | NA | NA | XXX03 | Men's Public Restroom | No | PP
Chanute Facility #913 | (empty) | (empty) | (empty) | (empty) | (empty) | (empty) | N/A | (empty) | (empty) | (empty) | (empty) | Newly Installed South Restroom | (empty) | (empty)
Chanute Facility #914 | (empty) | (empty) | (empty) | (empty) | (empty) | (empty) | N/A | (empty) | (empty) | (empty) | (empty) | Newly Installed North Restroom | (empty) | (empty)

## 0376
Building Code | - multiple -
Building Name | Address | On or Off Campus | Ownership | State Supported | Auxiliary | Floor Code | Room Code | % of Space | Department Name | Org Code | Actual Room Use | Use Descrption | Split/Share | DOR | (empty)
Campbell Hall | 300 N Goodwin Ave | On | Owned | Yes | No | 01 | 0106 | 100 | NA | NA | XXX03 | Men's Public Restroom | No | PP
[7 empty] | 0107 | 100 | NA | NA | XXX04 | Women's Public Restroom | No | PP
[7 empty] | 0131 | 100 | NA | NA | XXX04 | Women's Public Restroom | No | PP
[7 empty] | 0132 | 100 | NA | NA | XXX03 | Men's Public Restroom | No | PP
[6 empty] | 02 | 0206 | 100 | NA | NA | XXX03 | Men's Public Restroom | No | PP
[7 empty] | 0207 | 100 | NA | NA | XXX04 | Women's Public Restroom | No | PP
[7 empty] | 0231 | 100 | NA | NA | XXX04 | Women's Public Restroom | No | PP
[7 empty] | 0232 | 100 | NA | NA | XXX03 | Men's Public Restroom | No | PP
Memorial Stadium | 1402 S First St | On | Owned | No | Yes | 01 | 1321 | 100 | NA | NA | XXX04 | Women's Public Restroom | No | DEPT
Chanute Facility #913 | (empty) | (empty) | (empty) | (empty) | (empty) | (empty) | N/A | (empty) | (empty) | (empty) | (empty) | Newly Installed South Restroom | (empty) | (empty)
Chanute Facility #914 | (empty) | (empty) | (empty) | (empty) | (empty) | (empty) | N/A | (empty) | (empty) | (empty) | (empty) | Newly Installed North Restroom | (empty) | (empty)

## 0377
Building Code | - multiple -
Building Name | Address | On or Off Campus | Ownership | State Supported | Auxiliary | Floor Code | Room Code | % of Space | Department Name | Org Code | Actual Room Use | Use Descrption | Split/Share | DOR | (empty)
ACES Library, Info. & Alumni Center | 1101 S Goodwin Ave | On | Owned | Yes | No | 00 | 0017 | 100 | NA | NA | XXX03 | Men's Public Restroom | No | PP
[7 empty] | 0035 | 100 | NA | NA | XXX04 | Women's Public Restroom | No | PP
[6 empty] | 01 | 0114 | 100 | NA | NA | XXX04 | Women's Public Restroom | No | PP
[7 empty] | 0136 | 100 | NA | NA | XXX03 | Men's Public Restroom | No | PP
[6 empty] | 02 | 0208 | 100 | NA | NA | XXX04 | Women's Public Restroom | No | PP
[7 empty] | 0221 | 100 | NA | NA | XXX03 | Men's Public Restroom | No | PP
[6 empty] | 03 | 0308 | 100 | NA | NA | XXX04 | Women's Public Restroom | No | PP
[7 empty] | 0312 | 100 | NA | NA | XXX03 | Men's Public Restroom | No | PP
[6 empty] | 04 | 0408 | 100 | NA | NA | XXX04 | Women's Public Restroom | No | PP
[7 empty] | 0412 | 100 | NA | NA | XXX03 | Men's Public Restroom | No | PP
[6 empty] | 05 | 0506 | 100 | NA | NA | XXX04 | Women's Public Restroom | No | PP
[7 empty] | 0511 | 100 | NA | NA | XXX03 | Men's Public Restroom | No | PP
Memorial Stadium | 1402 S First St | On | Owned | No | Yes | 01 | 1321 | 100 | NA | NA | XXX04 | Women's Public Restroom | No | DEPT
Chanute Facility #913 | (empty) | (empty) | (empty) | (empty) | (empty) | (empty) | N/A | (empty) | (empty) | (empty) | (empty) | Newly Installed South Restroom | (empty) | (empty)
Chanute Facility #914 | (empty) | (empty) | (empty) | (empty) | (empty) | (empty) | N/A | (empty) | (empty) | (empty) | (empty) | Newly Installed North Restroom | (empty) | (empty)

## 0378
Building Code | - multiple -
Building Name | Address | On or Off Campus | Ownership | State Supported | Auxiliary | Floor Code | Room Code | % of Space | Department Name | Org Code | Actual Room Use | Use Descrption | Split/Share | DOR | (empty)
Admissions and Records Building | 901 W Illinois St | On | Owned | Yes | No | 01 | 0104 | 100 | NA | NA | XXX04 | Women's Public Restroom | No | PP
[7 empty] | 0151 | 100 | NA | NA | XXX03 | Men's Public Restroom | No | PP
[6 empty] | 02 | 0204 | 100 | NA | NA | XXX04 | Women's Public Restroom | No | PP
[7 empty] | 0251 | 100 | NA | NA | XXX03 | Men's Public Restroom | No | PP
[6 empty] | 03 | 0304 | 100 | NA | NA | XXX04 | Women's Public Restroom | No | PP
[7 empty] | 0351 | 100 | NA | NA | XXX03 | Men's Public Restroom | No | PP
Memorial Stadium | 1402 S First St | On | Owned | No | Yes | 01 | 1321 | 100 | NA | NA | XXX04 | Women's Public Restroom | No | DEPT
Chanute Facility #913 | (empty) | (empty) | (empty) | (empty) | (empty) | (empty) | N/A | (empty) | (empty) | (empty) | (empty) | Newly Installed South Restroom | (empty) | (empty)
Chanute Facility #914 | (empty) | (empty) | (empty) | (empty) | (empty) | (empty) | N/A | (empty) | (empty) | (empty) | (empty) | Newly Installed North Restroom | (empty) | (empty)

## 0379
Building Code | - multiple -
Building Name | Address | On or Off Campus | Ownership | State Supported | Auxiliary | Floor Code | Room Code | % of Space | Department Name | Org Code | Actual Room Use | Use Descrption | Split/Share | DOR | (empty)
Bielfeldt Athletic Administration Building | 1700 S Fourth St | On | Owned | No | Yes | 01 | 1020 | 100 | Intercollegiate Athletics | NUNU0336 | 52505 | Athletic_Physical Education Service - Locker Room | No | DEPT
[7 empty] | 1027 | 100 | Intercollegiate Athletics | NUNU0336 | 52510 | Athletic_Physical Education Service - Shower Room | No | DEPT
[7 empty] | 1029 | 100 | Intercollegiate Athletics | NUNU0336 | 52505 | Athletic_Physical Education Service - Locker Room | No | DEPT
[7 empty] | 1063 | 100 | NA | NA | XXX04 | Women's Public Restroom | No | DEPT
[7 empty] | 1064 | 100 | NA | NA | XXX03 | Men's Public Restroom | No | DEPT
[6 empty] | 02 | 2078 | 100 | NA | NA | XXX04 | Women's Public Restroom | No | DEPT
[7 empty] | 2079 | 100 | NA | NA | XXX04 | Women's Public Restroom | No | DEPT
Memorial Stadium | 1402 S First St | On | Owned | No | Yes | 01 | 1321 | 100 | NA | NA | XXX04 | Women's Public Restroom | No | DEPT
Chanute Facility #913 | (empty) | (empty) | (empty) | (empty) | (empty) | (empty) | N/A | (empty) | (empty) | (empty) | (empty) | Newly Installed South Restroom | (empty) | (empty)
Chanute Facility #914 | (empty) | (empty) | (empty) | (empty) | (empty) | (empty) | N/A | (empty) | (empty) | (empty) | (empty) | Newly Installed North Restroom | (empty) | (empty)

## 0381
Building Code | - multiple -
Building Name | Address | On or Off Campus | Ownership | State Supported | Auxiliary | Floor Code | Room Code | % of Space | Department Name | Org Code | Actual Room Use | Use Descrption | Split/Share | DOR | (empty)
Irwin Academic Service Center | 402 E Armory Ave | On | Owned | No | Yes | 00 | 0010 | 100 | NA | NA | XXX04 | Women's Public Restroom | No | DEPT
[7 empty] | 0011 | 100 | NA | NA | XXX03 | Men's Public Restroom | No | DEPT
[6 empty] | 01 | 0112 | 100 | NA | NA | XXX04 | Women's Public Restroom | No | DEPT
[7 empty] | 0116 | 100 | NA | NA | XXX03 | Men's Public Restroom | No | DEPT
[6 empty] | 02 | 0208 | 100 | NA | NA | XXX04 | Women's Public Restroom | No | DEPT
[7 empty] | 0209 | 100 | NA | NA | XXX03 | Men's Public Restroom | No | DEPT
[6 empty] | 03 | 0301A | 100 | Intercollegiate Athletics | NUNU0336 | 31533 | Office Service - Restroom | No | DEPT
[7 empty] | 0318 | 100 | NA | NA | XXX04 | Women's Public Restroom | No | DEPT
[7 empty] | 0326 | 100 | NA | NA | XXX03 | Men's Public Restroom | No | DEPT
Memorial Stadium | 1402 S First St | On | Owned | No | Yes | 01 | 1321 | 100 | NA | NA | XXX04 | Women's Public Restroom | No | DEPT
Chanute Facility #913 | (empty) | (empty) | (empty) | (empty) | (empty) | (empty) | N/A | (empty) | (empty) | (empty) | (empty) | Newly Installed South Restroom | (empty) | (empty)
Chanute Facility #914 | (empty) | (empty) | (empty) | (empty) | (empty) | (empty) | N/A | (empty) | (empty) | (empty) | (empty) | Newly Installed North Restroom | (empty) | (empty)

## 0382
Building Code | - multiple -
Building Name | Address | On or Off Campus | Ownership | State Supported | Auxiliary | Floor Code | Room Code | % of Space | Department Name | Org Code | Actual Room Use | Use Descrption | Split/Share | DOR | (empty)
Chanute Facility #933 | 1611 Titan Dr | Off | Leased | No | No | 01 | 0106 | 100 | Civil & Environmental Eng | KPKP0251 | 31533 | Office Service - Restroom | No | DEPT
[7 empty] | 0107 | 100 | Civil & Environmental Eng | KPKP0251 | 31533 | Office Service - Restroom | No | DEPT
Memorial Stadium | 1402 S First St | On | Owned | No | Yes | 01 | 1321 | 100 | NA | NA | XXX04 | Women's Public Restroom | No | DEPT
Chanute Facility #913 | (empty) | (empty) | (empty) | (empty) | (empty) | (empty) | N/A | (empty) | (empty) | (empty) | (empty) | Newly Installed South Restroom | (empty) | (empty)
Chanute Facility #914 | (empty) | (empty) | (empty) | (empty) | (empty) | (empty) | N/A | (empty) | (empty) | (empty) | (empty) | Newly Installed North Restroom | (empty) | (empty)

## 0383
Building Code | - multiple -
Building Name | Address | On or Off Campus | Ownership | State Supported | Auxiliary | Floor Code | Room Code | % of Space | Department Name | Org Code | Actual Room Use | Use Descrption | Split/Share | DOR | (empty)
Chanute Facility #918 | 1605 Titan Dr | Off | Leased | No | No | 01 | 0103 | 100 | Civil & Environmental Eng | KPKP0251 | 25533 | Research Laboratory Service - Restroom | No | DEPT
[7 empty] | 0104 | 100 | Civil & Environmental Eng | KPKP0251 | 25533 | Research Laboratory Service - Restroom | No | DEPT
Memorial Stadium | 1402 S First St | On | Owned | No | Yes | 01 | 1321 | 100 | NA | NA | XXX04 | Women's Public Restroom | No | DEPT
Chanute Facility #913 | (empty) | (empty) | (empty) | (empty) | (empty) | (empty) | N/A | (empty) | (empty) | (empty) | (empty) | Newly Installed South Restroom | (empty) | (empty)
Chanute Facility #914 | (empty) | (empty) | (empty) | (empty) | (empty) | (empty) | N/A | (empty) | (empty) | (empty) | (empty) | Newly Installed North Restroom | (empty) | (empty)

## 0384
Building Code | - multiple -
Building Name | Address | On or Off Campus | Ownership | State Supported | Auxiliary | Floor Code | Room Code | % of Space | Department Name | Org Code | Actual Room Use | Use Descrption | Split/Share | DOR | (empty)
Chanute Facility #927 | 1607 Titan Dr | Off | Leased | No | No | 01 | 0104 | 100 | Civil & Environmental Eng | KPKP0251 | 31533 | Office Service - Restroom | No | DEPT
Memorial Stadium | 1402 S First St | On | Owned | No | Yes | 01 | 1321 | 100 | NA | NA | XXX04 | Women's Public Restroom | No | DEPT
Chanute Facility #913 | (empty) | (empty) | (empty) | (empty) | (empty) | (empty) | N/A | (empty) | (empty) | (empty) | (empty) | Newly Installed South Restroom | (empty) | (empty)
Chanute Facility #914 | (empty) | (empty) | (empty) | (empty) | (empty) | (empty) | N/A | (empty) | (empty) | (empty) | (empty) | Newly Installed North Restroom | (empty) | (empty)

## 0407
Building Code | - multiple -
Building Name | Address | On or Off Campus | Ownership | State Supported | Auxiliary | Floor Code | Room Code | % of Space | Department Name | Org Code | Actual Room Use | Use Descrption | Split/Share | DOR | (empty)
Irwin Indoor Football Facility | 301 Peabody Dr | On | Owned | No | Yes | 01 | 0107 | 100 | NA | NA | XXX04 | Women's Public Restroom | No | DEPT
[7 empty] | 0113 | 100 | NA | NA | XXX03 | Men's Public Restroom | No | DEPT
Memorial Stadium | 1402 S First St | On | Owned | No | Yes | 01 | 1321 | 100 | NA | NA | XXX04 | Women's Public Restroom | No | DEPT
Chanute Facility #913 | (empty) | (empty) | (empty) | (empty) | (empty) | (empty) | N/A | (empty) | (empty) | (empty) | (empty) | Newly Installed South Restroom | (empty) | (empty)
Chanute Facility #914 | (empty) | (empty) | (empty) | (empty) | (empty) | (empty) | N/A | (empty) | (empty) | (empty) | (empty) | Newly Installed North Restroom | (empty) | (empty)

## 0409
Building Code | - multiple -
Building Name | Address | On or Off Campus | Ownership | State Supported | Auxiliary | Floor Code | Room Code | % of Space | Department Name | Org Code | Actual Room Use | Use Descrption | Split/Share | DOR | (empty)
Electrical and Computer Engineering | 306 N Wright St | On | Owned | Yes | No | 00 | 0022 | 100 | NA | NA | XXX11 | Shower Room | No | PP
[7 empty] | 0023 | 100 | NA | NA | XXX11 | Shower Room | No | PP
[7 empty] | 0025 | 100 | NA | NA | XXX04 | Women's Public Restroom | No | PP
[7 empty] | 0027 | 100 | NA | NA | XXX03 | Men's Public Restroom | No | PP
[7 empty] | 0029 | 100 | NA | NA | XXX06 | Public Lactation Room | No | PP
[6 empty] | 01 | 1007 | 100 | NA | NA | XXX04 | Women's Public Restroom | No | PP
[7 empty] | 1009 | 100 | NA | NA | XXX03 | Men's Public Restroom | No | PP
[7 empty] | 1025 | 100 | NA | NA | XXX04 | Women's Public Restroom | No | PP
[7 empty] | 1027 | 100 | NA | NA | XXX03 | Men's Public Restroom | No | PP
[6 empty] | 02 | 2007 | 100 | NA | NA | XXX04 | Women's Public Restroom | No | PP
[7 empty] | 2009 | 100 | NA | NA | XXX03 | Men's Public Restroom | No | PP
[7 empty] | 2025 | 100 | NA | NA | XXX04 | Women's Public Restroom | No | PP
[7 empty] | 2027 | 100 | NA | NA | XXX03 | Men's Public Restroom | No | PP
[6 empty] | 03 | 3007 | 100 | NA | NA | XXX04 | Women's Public Restroom | No | PP
[7 empty] | 3009 | 100 | NA | NA | XXX03 | Men's Public Restroom | No | PP
[7 empty] | 3025 | 100 | NA | NA | XXX04 | Women's Public Restroom | No | PP
[7 empty] | 3027 | 100 | NA | NA | XXX03 | Men's Public Restroom | No | PP
[6 empty] | 04 | 4025 | 100 | NA | NA | XXX04 | Women's Public Restroom | No | PP
[7 empty] | 4027 | 100 | NA | NA | XXX03 | Men's Public Restroom | No | PP
[6 empty] | 05 | 5025 | 100 | NA | NA | XXX04 | Women's Public Restroom | No | PP
[7 empty] | 5027 | 100 | NA | NA | XXX03 | Men's Public Restroom | No | PP
Memorial Stadium | 1402 S First St | On | Owned | No | Yes | 01 | 1321 | 100 | NA | NA | XXX04 | Women's Public Restroom | No | DEPT
Chanute Facility #913 | (empty) | (empty) | (empty) | (empty) | (empty) | (empty) | N/A | (empty) | (empty) | (empty) | (empty) | Newly Installed South Restroom | (empty) | (empty)
Chanute Facility #914 | (empty) | (empty) | (empty) | (empty) | (empty) | (empty) | N/A | (empty) | (empty) | (empty) | (empty) | Newly Installed North Restroom | (empty) | (empty)

## 0411
Building Code | - multiple -
Building Name | Address | On or Off Campus | Ownership | State Supported | Auxiliary | Floor Code | Room Code | % of Space | Department Name | Org Code | Actual Room Use | Use Descrption | Split/Share | DOR | (empty)
Chanute Facility #916 | 1603 Titan Dr | Off | Leased | No | No | 01 | 0103 | 100 | Civil & Environmental Eng | KPKP0251 | 78533 | Unit Storage Service - Restroom | No | DEPT
Memorial Stadium | 1402 S First St | On | Owned | No | Yes | 01 | 1321 | 100 | NA | NA | XXX04 | Women's Public Restroom | No | DEPT
Chanute Facility #913 | (empty) | (empty) | (empty) | (empty) | (empty) | (empty) | N/A | (empty) | (empty) | (empty) | (empty) | Newly Installed South Restroom | (empty) | (empty)
Chanute Facility #914 | (empty) | (empty) | (empty) | (empty) | (empty) | (empty) | N/A | (empty) | (empty) | (empty) | (empty) | Newly Installed North Restroom | (empty) | (empty)

## 0506
Building Code | - multiple -
Building Name | Address | On or Off Campus | Ownership | State Supported | Auxiliary | Floor Code | Room Code | % of Space | Department Name | Org Code | Actual Room Use | Use Descrption | Split/Share | DOR | (empty)
909 W Oregon St | 909 W Oregon St | On | Owned | Yes | No | 01 | 0105 | 100 | NA | NA | XXX05 | All-Gender Public Restroom | No | PP
[7 empty] | 0106 | 100 | NA | NA | XXX05 | All-Gender Public Restroom | No | PP
[7 empty] | 0112 | 100 | NA | NA | XXX05 | All-Gender Public Restroom | No | PP
[6 empty] | 02 | 0206 | 100 | NA | NA | XXX05 | All-Gender Public Restroom | No | PP
[7 empty] | 0216 | 100 | NA | NA | XXX05 | All-Gender Public Restroom | No | PP
[6 empty] | 03 | 0306 | 100 | NA | NA | XXX05 | All-Gender Public Restroom | No | PP
[7 empty] | 0315 | 100 | NA | NA | XXX05 | All-Gender Public Restroom | No | PP
Memorial Stadium | 1402 S First St | On | Owned | No | Yes | 01 | 1321 | 100 | NA | NA | XXX04 | Women's Public Restroom | No | DEPT
Chanute Facility #913 | (empty) | (empty) | (empty) | (empty) | (empty) | (empty) | N/A | (empty) | (empty) | (empty) | (empty) | Newly Installed South Restroom | (empty) | (empty)
Chanute Facility #914 | (empty) | (empty) | (empty) | (empty) | (empty) | (empty) | N/A | (empty) | (empty) | (empty) | (empty) | Newly Installed North Restroom | (empty) | (empty)

## 0507
Building Code | - multiple -
Building Name | Address | On or Off Campus | Ownership | State Supported | Auxiliary | Floor Code | Room Code | % of Space | Department Name | Org Code | Actual Room Use | Use Descrption | Split/Share | DOR | (empty)
1817/1819 S Neil St | 1817/1819 S Neil St | Off | Leased | No | No | 01 | 0104 | 100 | IL State Geological Survey | NPNP1547 | 31533 | Office Service - Restroom | No | OWNER
[7 empty] | 0106 | 100 | IL State Geological Survey | NPNP1547 | 31533 | Office Service - Restroom | No | OWNER
[7 empty] | 0110 | 100 | IL State Geological Survey | NPNP1547 | 31533 | Office Service - Restroom | No | OWNER
[7 empty] | 1040 | 100 | Big Ten Academic Alliance | NBNB0970 | 31533 | Office Service - Restroom | No | OWNER
[7 empty] | 1042 | 100 | Big Ten Academic Alliance | NBNB0970 | 31533 | Office Service - Restroom | No | OWNER
[7 empty] | 1044 | 100 | Big Ten Academic Alliance | NBNB0970 | 31533 | Office Service - Restroom | No | OWNER
[7 empty] | 1056 | 100 | Big Ten Academic Alliance | NBNB0970 | 31533 | Office Service - Restroom | No | OWNER
[7 empty] | 1076 | 100 | Big Ten Academic Alliance | NBNB0970 | 31533 | Office Service - Restroom | No | OWNER
[7 empty] | 1078 | 100 | Big Ten Academic Alliance | NBNB0970 | 31533 | Office Service - Restroom | No | OWNER
[7 empty] | 1106 | 100 | Office of Dean of Students | NJNJ0459 | 31533 | Office Service - Restroom | No | OWNER
[7 empty] | 1108 | 100 | Office of Dean of Students | NJNJ0459 | 31533 | Office Service - Restroom | No | OWNER
[7 empty] | 1122 | 100 | Office of Dean of Students | NJNJ0459 | 31533 | Office Service - Restroom | No | OWNER
[6 empty] | 02 | 2015 | 100 | Food Science & Human Nutrition | ASAS0698 | 31533 | Office Service - Restroom | No | OWNER
[7 empty] | 2017 | 100 | Food Science & Human Nutrition | ASAS0698 | 31533 | Office Service - Restroom | No | OWNER
[7 empty] | 2042 | 100 | OBFS-Sys Purchasing & Sup Srvc | AFAF0888 | 31533 | Office Service - Restroom | No | OWNER
[7 empty] | 2043 | 100 | OBFS-Sys Purchasing & Sup Srvc | AFAF0888 | 31533 | Office Service - Restroom | No | OWNER
[7 empty] | 2080 | 100 | Purchasing Office | NANA0629 | 31533 | Office Service - Restroom | No | OWNER
[7 empty] | 2080A | 100 | Purchasing Office | NANA0629 | 31533 | Office Service - Restroom | No | OWNER
[7 empty] | 2082 | 100 | Purchasing Office | NANA0629 | 31533 | Office Service - Restroom | No | OWNER
Memorial Stadium | 1402 S First St | On | Owned | No | Yes | 01 | 1321 | 100 | NA | NA | XXX04 | Women's Public Restroom | No | DEPT
Chanute Facility #913 | (empty) | (empty) | (empty) | (empty) | (empty) | (empty) | N/A | (empty) | (empty) | (empty) | (empty) | Newly Installed South Restroom | (empty) | (empty)
Chanute Facility #914 | (empty) | (empty) | (empty) | (empty) | (empty) | (empty) | N/A | (empty) | (empty) | (empty) | (empty) | Newly Installed North Restroom | (empty) | (empty)

## 0528
Building Code | - multiple -
Building Name | Address | On or Off Campus | Ownership | State Supported | Auxiliary | Floor Code | Room Code | % of Space | Department Name | Org Code | Actual Room Use | Use Descrption | Split/Share | DOR | (empty)
631 E Green St, 703/709 S Wright St | 631 E Green St, 703/709 S Wright St | On | Leased | No | No | 02 | 0026 | 100 | Statistics | KVKV0583 | 31533 | Office Service - Restroom | No | OWNER
[7 empty] | 0027 | 100 | Statistics | KVKV0583 | 31533 | Office Service - Restroom | No | OWNER
[6 empty] | 03 | 0026 | 50 | Office of the Chancellor | NANA0700 | 31533 | Office Service - Restroom | Shared | OWNER
[9 empty] | Provost/VCAA Admin | NBNB0431 | 31533 | Office Service - Restroom | Shared | OWNER
[7 empty] | 0027 | 50 | Office of the Chancellor | NANA0700 | 31533 | Office Service - Restroom | Shared | OWNER
[9 empty] | Provost/VCAA Admin | NBNB0431 | 31533 | Office Service - Restroom | Shared | OWNER
Memorial Stadium | 1402 S First St | On | Owned | No | Yes | 01 | 1321 | 100 | NA | NA | XXX04 | Women's Public Restroom | No | DEPT
Chanute Facility #913 | (empty) | (empty) | (empty) | (empty) | (empty) | (empty) | N/A | (empty) | (empty) | (empty) | (empty) | Newly Installed South Restroom | (empty) | (empty)
Chanute Facility #914 | (empty) | (empty) | (empty) | (empty) | (empty) | (empty) | N/A | (empty) | (empty) | (empty) | (empty) | Newly Installed North Restroom | (empty) | (empty)

## 0530
Building Code | - multiple -
Building Name | Address | On or Off Campus | Ownership | State Supported | Auxiliary | Floor Code | Room Code | % of Space | Department Name | Org Code | Actual Room Use | Use Descrption | Split/Share | DOR | (empty)
Durst Building | 1112 W University Ave | Off | Leased | No | No | 02 | 0234 | 50 | Principal's Scholars Pgm | NBNB1269 | 31533 | Office Service - Restroom | Shared | OWNER
[9 empty] | School of Labor & Empl. Rel. | LGLG0568 | 31533 | Office Service - Restroom | Shared | OWNER
[7 empty] | 0235 | 50 | Principal's Scholars Pgm | NBNB1269 | 31533 | Office Service - Restroom | Shared | OWNER
[9 empty] | School of Labor & Empl. Rel. | LGLG0568 | 31533 | Office Service - Restroom | Shared | OWNER
Memorial Stadium | 1402 S First St | On | Owned | No | Yes | 01 | 1321 | 100 | NA | NA | XXX04 | Women's Public Restroom | No | DEPT
Chanute Facility #913 | (empty) | (empty) | (empty) | (empty) | (empty) | (empty) | N/A | (empty) | (empty) | (empty) | (empty) | Newly Installed South Restroom | (empty) | (empty)
Chanute Facility #914 | (empty) | (empty) | (empty) | (empty) | (empty) | (empty) | N/A | (empty) | (empty) | (empty) | (empty) | Newly Installed North Restroom | (empty) | (empty)

## 0540
Building Code | - multiple -
Building Name | Address | On or Off Campus | Ownership | State Supported | Auxiliary | Floor Code | Room Code | % of Space | Department Name | Org Code | Actual Room Use | Use Descrption | Split/Share | DOR | (empty)
200 S Wacker Dr | 200 S Wacker Dr | Off | Leased | No | No | 04 | 0453A | 100 | Discovery Partners Institute | AJAJ0213 | 31533 | Office Service - Restroom | No | OWNER
[7 empty] | 0453B | 100 | Discovery Partners Institute | AJAJ0213 | 31533 | Office Service - Restroom | No | OWNER
[6 empty] | 19 | 1970A | 100 | Leasehold | NGNG0467 | 31533 | Office Service - Restroom | No | OWNER
[7 empty] | 1970B | 100 | Leasehold | NGNG0467 | 31533 | Office Service - Restroom | No | OWNER
Memorial Stadium | 1402 S First St | On | Owned | No | Yes | 01 | 1321 | 100 | NA | NA | XXX04 | Women's Public Restroom | No | DEPT
Chanute Facility #913 | (empty) | (empty) | (empty) | (empty) | (empty) | (empty) | N/A | (empty) | (empty) | (empty) | (empty) | Newly Installed South Restroom | (empty) | (empty)
Chanute Facility #914 | (empty) | (empty) | (empty) | (empty) | (empty) | (empty) | N/A | (empty) | (empty) | (empty) | (empty) | Newly Installed North Restroom | (empty) | (empty)

## 0543
Building Code | - multiple -
Building Name | Address | On or Off Campus | Ownership | State Supported | Auxiliary | Floor Code | Room Code | % of Space | Department Name | Org Code | Actual Room Use | Use Descrption | Split/Share | DOR | (empty)
Memorial Stadium | 1402 S First St | On | Owned | No | Yes | 01 | 1321 | 100 | NA | NA | XXX04 | Women's Public Restroom | No | DEPT
Vermilion River Observatory Antenna Office Facility | 13589 S Union Rd | Off | Owned | No | No | 01 | 1022 | 100 | Electrical & Computer Eng | KPKP0933 | 91900 | Toilet or Bath | No | DEPT
Chanute Facility #913 | (empty) | (empty) | (empty) | (empty) | (empty) | (empty) | N/A | (empty) | (empty) | (empty) | (empty) | Newly Installed South Restroom | (empty) | (empty)
Chanute Facility #914 | (empty) | (empty) | (empty) | (empty) | (empty) | (empty) | N/A | (empty) | (empty) | (empty) | (empty) | Newly Installed North Restroom | (empty) | (empty)

## 0547
Building Code | - multiple -
Building Name | Address | On or Off Campus | Ownership | State Supported | Auxiliary | Floor Code | Room Code | % of Space | Department Name | Org Code | Actual Room Use | Use Descrption | Split/Share | DOR | (empty)
510 Devonshire Dr | 510 Devonshire Dr | Off | Leased | No | No | 01 | 0102 | 100 | School of Social Work | LLLL0783 | 31533 | Office Service - Restroom | No | OWNER
[7 empty] | 0103 | 100 | School of Social Work | LLLL0783 | 31533 | Office Service - Restroom | No | OWNER
[7 empty] | 0134 | 100 | School of Social Work | LLLL0783 | 31533 | Office Service - Restroom | No | OWNER
Memorial Stadium | 1402 S First St | On | Owned | No | Yes | 01 | 1321 | 100 | NA | NA | XXX04 | Women's Public Restroom | No | DEPT
Chanute Facility #913 | (empty) | (empty) | (empty) | (empty) | (empty) | (empty) | N/A | (empty) | (empty) | (empty) | (empty) | Newly Installed South Restroom | (empty) | (empty)
Chanute Facility #914 | (empty) | (empty) | (empty) | (empty) | (empty) | (empty) | N/A | (empty) | (empty) | (empty) | (empty) | Newly Installed North Restroom | (empty) | (empty)

## 0551
Building Code | - multiple -
Building Name | Address | On or Off Campus | Ownership | State Supported | Auxiliary | Floor Code | Room Code | % of Space | Department Name | Org Code | Actual Room Use | Use Descrption | Split/Share | DOR | (empty)
Memorial Stadium | 1402 S First St | On | Owned | No | Yes | 01 | 1321 | 100 | NA | NA | XXX04 | Women's Public Restroom | No | DEPT
Richmond Studio | 1110 W Main St | On | Owned | Yes | No | 01 | TF104 | 100 | NA | NA | XXX03 | Men's Public Restroom | No | PP
[7 empty] | TF105 | 100 | NA | NA | XXX04 | Women's Public Restroom | No | PP
Chanute Facility #913 | (empty) | (empty) | (empty) | (empty) | (empty) | (empty) | N/A | (empty) | (empty) | (empty) | (empty) | Newly Installed South Restroom | (empty) | (empty)
Chanute Facility #914 | (empty) | (empty) | (empty) | (empty) | (empty) | (empty) | N/A | (empty) | (empty) | (empty) | (empty) | Newly Installed North Restroom | (empty) | (empty)

## 0553
Building Code | - multiple -
Building Name | Address | On or Off Campus | Ownership | State Supported | Auxiliary | Floor Code | Room Code | % of Space | Department Name | Org Code | Actual Room Use | Use Descrption | Split/Share | DOR | (empty)
Memorial Stadium | 1402 S First St | On | Owned | No | Yes | 01 | 1321 | 100 | NA | NA | XXX04 | Women's Public Restroom | No | DEPT
Monticello Road Field Station | 719 E County Rd 1000 N | Off | Owned | No | No | 01 | 0004 | 100 | NA | NA | XXX05 | All-Gender Public Restroom | No | DEPT
Chanute Facility #913 | (empty) | (empty) | (empty) | (empty) | (empty) | (empty) | N/A | (empty) | (empty) | (empty) | (empty) | Newly Installed South Restroom | (empty) | (empty)
Chanute Facility #914 | (empty) | (empty) | (empty) | (empty) | (empty) | (empty) | N/A | (empty) | (empty) | (empty) | (empty) | Newly Installed North Restroom | (empty) | (empty)

## 0556
Building Code | - multiple -
Building Name | Address | On or Off Campus | Ownership | State Supported | Auxiliary | Floor Code | Room Code | % of Space | Department Name | Org Code | Actual Room Use | Use Descrption | Split/Share | DOR | (empty)
Fire Sub Station | 1105 Gregory Dr | On | Owned | Yes | No | 01 | 0104 | 100 | NA | NA | XXX04 | Women's Public Restroom | No | PP
[7 empty] | 0105 | 100 | NA | NA | XXX03 | Men's Public Restroom | No | PP
Memorial Stadium | 1402 S First St | On | Owned | No | Yes | 01 | 1321 | 100 | NA | NA | XXX04 | Women's Public Restroom | No | DEPT
Chanute Facility #913 | (empty) | (empty) | (empty) | (empty) | (empty) | (empty) | N/A | (empty) | (empty) | (empty) | (empty) | Newly Installed South Restroom | (empty) | (empty)
Chanute Facility #914 | (empty) | (empty) | (empty) | (empty) | (empty) | (empty) | N/A | (empty) | (empty) | (empty) | (empty) | Newly Installed North Restroom | (empty) | (empty)

## 0557
Building Code | - multiple -
Building Name | Address | On or Off Campus | Ownership | State Supported | Auxiliary | Floor Code | Room Code | % of Space | Department Name | Org Code | Actual Room Use | Use Descrption | Split/Share | DOR | (empty)
F-29 Parking Deck | 1001 Dorner Dr | On | Owned | No | Yes | 01 | 0108 | 100 | NA | NA | XXX05 | All-Gender Public Restroom | No | DEPT
Memorial Stadium | 1402 S First St | On | Owned | No | Yes | 01 | 1321 | 100 | NA | NA | XXX04 | Women's Public Restroom | No | DEPT
Chanute Facility #913 | (empty) | (empty) | (empty) | (empty) | (empty) | (empty) | N/A | (empty) | (empty) | (empty) | (empty) | Newly Installed South Restroom | (empty) | (empty)
Chanute Facility #914 | (empty) | (empty) | (empty) | (empty) | (empty) | (empty) | N/A | (empty) | (empty) | (empty) | (empty) | Newly Installed North Restroom | (empty) | (empty)

## 0559
Building Code | - multiple -
Building Name | Address | On or Off Campus | Ownership | State Supported | Auxiliary | Floor Code | Room Code | % of Space | Department Name | Org Code | Actual Room Use | Use Descrption | Split/Share | DOR | (empty)
111 E Green St | 111 E Green St | On | Leased | No | No | 00 | 0001 | 50 | Univ Acct & Fin Report | ASAS0641 | 31533 | Office Service - Restroom | Shared | DEPT
[7 empty] | 0002 | 50 | Univ Acct & Fin Report | ASAS0641 | 31533 | Office Service - Restroom | Shared | DEPT
[7 empty] | 0028 | 50 | OBFS - Business Sol & Supp Ops | AFAF0204 | 31533 | Office Service - Restroom | Shared | DEPT
[7 empty] | 0029 | 50 | Univ Acct & Fin Report | ASAS0641 | 31533 | Office Service - Restroom | Shared | DEPT
[6 empty] | 01 | 0101A | 50 | Univ Acct & Fin Report | ASAS0641 | 31533 | Office Service - Restroom | Shared | DEPT
[7 empty] | 0104 | 50 | OBFS - Business Sol & Supp Ops | AFAF0204 | 31533 | Office Service - Restroom | Shared | DEPT
[7 empty] | 0105 | 50 | Univ Acct & Fin Report | ASAS0641 | 31533 | Office Service - Restroom | Shared | DEPT
[7 empty] | 0113A | 100 | Univ Acct & Fin Report | ASAS0641 | 31533 | Office Service - Restroom | No | DEPT
[7 empty] | 0117 | 100 | Univ Acct & Fin Report | ASAS0641 | 31533 | Office Service - Restroom | No | DEPT
[7 empty] | 0118 | 100 | Univ Acct & Fin Report | ASAS0641 | 31533 | Office Service - Restroom | No | DEPT
Memorial Stadium | 1402 S First St | On | Owned | No | Yes | 01 | 1321 | 100 | NA | NA | XXX04 | Women's Public Restroom | No | DEPT
Chanute Facility #913 | (empty) | (empty) | (empty) | (empty) | (empty) | (empty) | N/A | (empty) | (empty) | (empty) | (empty) | Newly Installed South Restroom | (empty) | (empty)
Chanute Facility #914 | (empty) | (empty) | (empty) | (empty) | (empty) | (empty) | N/A | (empty) | (empty) | (empty) | (empty) | Newly Installed North Restroom | (empty) | (empty)

## 0563
Building Code | - multiple -
Building Name | Address | On or Off Campus | Ownership | State Supported | Auxiliary | Floor Code | Room Code | % of Space | Department Name | Org Code | Actual Room Use | Use Descrption | Split/Share | DOR | (empty)
Memorial Stadium | 1402 S First St | On | Owned | No | Yes | 01 | 1321 | 100 | NA | NA | XXX04 | Women's Public Restroom | No | DEPT
Siebel Center for Computer Science | 201/205 N Goodwin Ave | On | Owned | Yes | No | 00 | 0204 | 100 | NA | NA | XXX04 | Women's Public Restroom | No | PP
[7 empty] | 0208 | 100 | NA | NA | XXX03 | Men's Public Restroom | No | PP
[6 empty] | 01 | 1204 | 100 | NA | NA | XXX04 | Women's Public Restroom | No | PP
[7 empty] | 1208 | 100 | NA | NA | XXX03 | Men's Public Restroom | No | PP
[7 empty] | 1403 | 100 | NA | NA | XXX03 | Men's Public Restroom | No | PP
[6 empty] | 02 | 2204 | 100 | NA | NA | XXX04 | Women's Public Restroom | No | PP
[7 empty] | 2208 | 100 | NA | NA | XXX03 | Men's Public Restroom | No | PP
[7 empty] | 2317 | 100 | NA | NA | XXX03 | Men's Public Restroom | No | PP
[7 empty] | 2319 | 100 | NA | NA | XXX04 | Women's Public Restroom | No | PP
[6 empty] | 03 | 3204 | 100 | NA | NA | XXX04 | Women's Public Restroom | No | PP
[7 empty] | 3208 | 100 | NA | NA | XXX03 | Men's Public Restroom | No | PP
[7 empty] | 3317 | 100 | NA | NA | XXX03 | Men's Public Restroom | No | PP
[7 empty] | 3319 | 100 | NA | NA | XXX04 | Women's Public Restroom | No | PP
[6 empty] | 04 | 4204 | 100 | NA | NA | XXX04 | Women's Public Restroom | No | PP
[7 empty] | 4208 | 100 | NA | NA | XXX03 | Men's Public Restroom | No | PP
[7 empty] | 4317 | 100 | NA | NA | XXX03 | Men's Public Restroom | No | PP
[7 empty] | 4319 | 100 | NA | NA | XXX04 | Women's Public Restroom | No | PP
Chanute Facility #913 | (empty) | (empty) | (empty) | (empty) | (empty) | (empty) | N/A | (empty) | (empty) | (empty) | (empty) | Newly Installed South Restroom | (empty) | (empty)
Chanute Facility #914 | (empty) | (empty) | (empty) | (empty) | (empty) | (empty) | N/A | (empty) | (empty) | (empty) | (empty) | Newly Installed North Restroom | (empty) | (empty)

## 0564
Building Code | - multiple -
Building Name | Address | On or Off Campus | Ownership | State Supported | Auxiliary | Floor Code | Room Code | % of Space | Department Name | Org Code | Actual Room Use | Use Descrption | Split/Share | DOR | (empty)
Memorial Stadium | 1402 S First St | On | Owned | No | Yes | 01 | 1321 | 100 | NA | NA | XXX04 | Women's Public Restroom | No | DEPT
National Center for Supercomputing Applications | 1205 W Clark St | On | Owned | Yes | No | 01 | 1043 | 100 | NA | NA | XXX03 | Men's Public Restroom | No | PP
[7 empty] | 1048 | 100 | NA | NA | XXX04 | Women's Public Restroom | No | PP
[6 empty] | 02 | 2043 | 100 | NA | NA | XXX03 | Men's Public Restroom | No | PP
[7 empty] | 2047 | 100 | NA | NA | XXX04 | Women's Public Restroom | No | PP
[7 empty] | 2047A | 100 | NA | NA | XXX04 | Women's Public Restroom | No | PP
[6 empty] | 03 | 3043 | 100 | NA | NA | XXX03 | Men's Public Restroom | No | PP
[7 empty] | 3047 | 100 | NA | NA | XXX04 | Women's Public Restroom | No | PP
[7 empty] | 3047A | 100 | NA | NA | XXX04 | Women's Public Restroom | No | PP
[6 empty] | 04 | 4043 | 100 | NA | NA | XXX03 | Men's Public Restroom | No | PP
[7 empty] | 4043A | 100 | NA | NA | XXX03 | Men's Public Restroom | No | PP
[7 empty] | 4047 | 100 | NA | NA | XXX04 | Women's Public Restroom | No | PP
Siebel Center for Computer Science | 201/205 N Goodwin Ave | On | Owned | Yes | No | 01 | 1405 | 100 | NA | NA | XXX04 | Women's Public Restroom | No | PP
Chanute Facility #913 | (empty) | (empty) | (empty) | (empty) | (empty) | (empty) | N/A | (empty) | (empty) | (empty) | (empty) | Newly Installed South Restroom | (empty) | (empty)
Chanute Facility #914 | (empty) | (empty) | (empty) | (empty) | (empty) | (empty) | N/A | (empty) | (empty) | (empty) | (empty) | Newly Installed North Restroom | (empty) | (empty)

## 0568
Building Code | - multiple -
Building Name | Address | On or Off Campus | Ownership | State Supported | Auxiliary | Floor Code | Room Code | % of Space | Department Name | Org Code | Actual Room Use | Use Descrption | Split/Share | DOR | (empty)
1206 W Nevada St | 1206 W Nevada St | On | Owned | Yes | No | 01 | 0104 | 100 | NA | NA | XXX05 | All-Gender Public Restroom | No | PP
Memorial Stadium | 1402 S First St | On | Owned | No | Yes | 01 | 1321 | 100 | NA | NA | XXX04 | Women's Public Restroom | No | DEPT
Chanute Facility #913 | (empty) | (empty) | (empty) | (empty) | (empty) | (empty) | N/A | (empty) | (empty) | (empty) | (empty) | Newly Installed South Restroom | (empty) | (empty)
Chanute Facility #914 | (empty) | (empty) | (empty) | (empty) | (empty) | (empty) | N/A | (empty) | (empty) | (empty) | (empty) | Newly Installed North Restroom | (empty) | (empty)

## 0651
Building Code | - multiple -
Building Name | Address | On or Off Campus | Ownership | State Supported | Auxiliary | Floor Code | Room Code | % of Space | Department Name | Org Code | Actual Room Use | Use Descrption | Split/Share | DOR | (empty)
Human Factors Division | 3 Airport Rd | Off | Owned | No | No | 01 | 0102A | 100 | NA | NA | XXX05 | All-Gender Public Restroom | No | DEPT
Memorial Stadium | 1402 S First St | On | Owned | No | Yes | 01 | 1321 | 100 | NA | NA | XXX04 | Women's Public Restroom | No | DEPT
Chanute Facility #913 | (empty) | (empty) | (empty) | (empty) | (empty) | (empty) | N/A | (empty) | (empty) | (empty) | (empty) | Newly Installed South Restroom | (empty) | (empty)
Chanute Facility #914 | (empty) | (empty) | (empty) | (empty) | (empty) | (empty) | N/A | (empty) | (empty) | (empty) | (empty) | Newly Installed North Restroom | (empty) | (empty)

## 0652
Building Code | - multiple -
Building Name | Address | On or Off Campus | Ownership | State Supported | Auxiliary | Floor Code | Room Code | % of Space | Department Name | Org Code | Actual Room Use | Use Descrption | Split/Share | DOR | (empty)
Control Tower | 1 Airport Rd | Off | Owned | No | Yes | 03 | 0310 | 100 | NA | NA | XXX05 | All-Gender Public Restroom | No | DEPT
[6 empty] | 04 | 0410 | 100 | NA | NA | XXX05 | All-Gender Public Restroom | No | DEPT
Memorial Stadium | 1402 S First St | On | Owned | No | Yes | 01 | 1321 | 100 | NA | NA | XXX04 | Women's Public Restroom | No | DEPT
Chanute Facility #913 | (empty) | (empty) | (empty) | (empty) | (empty) | (empty) | N/A | (empty) | (empty) | (empty) | (empty) | Newly Installed South Restroom | (empty) | (empty)
Chanute Facility #914 | (empty) | (empty) | (empty) | (empty) | (empty) | (empty) | N/A | (empty) | (empty) | (empty) | (empty) | Newly Installed North Restroom | (empty) | (empty)

## 0656
Building Code | - multiple -
Building Name | Address | On or Off Campus | Ownership | State Supported | Auxiliary | Floor Code | Room Code | % of Space | Department Name | Org Code | Actual Room Use | Use Descrption | Split/Share | DOR | (empty)
Memorial Stadium | 1402 S First St | On | Owned | No | Yes | 01 | 1321 | 100 | NA | NA | XXX04 | Women's Public Restroom | No | DEPT
Snow Removal Equipment Building | 11 Airport Rd | Off | Owned | No | Yes | 01 | 0107 | 100 | NA | NA | XXX04 | Women's Public Restroom | No | DEPT
[7 empty] | 0108 | 100 | NA | NA | XXX03 | Men's Public Restroom | No | DEPT
Chanute Facility #913 | (empty) | (empty) | (empty) | (empty) | (empty) | (empty) | N/A | (empty) | (empty) | (empty) | (empty) | Newly Installed South Restroom | (empty) | (empty)
Chanute Facility #914 | (empty) | (empty) | (empty) | (empty) | (empty) | (empty) | N/A | (empty) | (empty) | (empty) | (empty) | Newly Installed North Restroom | (empty) | (empty)

## 0657
Building Code | - multiple -
Building Name | Address | On or Off Campus | Ownership | State Supported | Auxiliary | Floor Code | Room Code | % of Space | Department Name | Org Code | Actual Room Use | Use Descrption | Split/Share | DOR | (empty)
Airport Operations Garage | 11 Airport Rd | Off | Owned | No | Yes | 01 | 0020B | 100 | NA | NA | XXX05 | All-Gender Public Restroom | No | DEPT
Memorial Stadium | 1402 S First St | On | Owned | No | Yes | 01 | 1321 | 100 | NA | NA | XXX04 | Women's Public Restroom | No | DEPT
Chanute Facility #913 | (empty) | (empty) | (empty) | (empty) | (empty) | (empty) | N/A | (empty) | (empty) | (empty) | (empty) | Newly Installed South Restroom | (empty) | (empty)
Chanute Facility #914 | (empty) | (empty) | (empty) | (empty) | (empty) | (empty) | N/A | (empty) | (empty) | (empty) | (empty) | Newly Installed North Restroom | (empty) | (empty)

## 0658
Building Code | - multiple -
Building Name | Address | On or Off Campus | Ownership | State Supported | Auxiliary | Floor Code | Room Code | % of Space | Department Name | Org Code | Actual Room Use | Use Descrption | Split/Share | DOR | (empty)
Hangar #4 | 22 Airport Rd | Off | Owned | No | Yes | 01 | 0102A | 100 | NA | NA | XXX05 | All-Gender Public Restroom | No | DEPT
Memorial Stadium | 1402 S First St | On | Owned | No | Yes | 01 | 1321 | 100 | NA | NA | XXX04 | Women's Public Restroom | No | DEPT
Chanute Facility #913 | (empty) | (empty) | (empty) | (empty) | (empty) | (empty) | N/A | (empty) | (empty) | (empty) | (empty) | Newly Installed South Restroom | (empty) | (empty)
Chanute Facility #914 | (empty) | (empty) | (empty) | (empty) | (empty) | (empty) | N/A | (empty) | (empty) | (empty) | (empty) | Newly Installed North Restroom | (empty) | (empty)

## 0663
Building Code | - multiple -
Building Name | Address | On or Off Campus | Ownership | State Supported | Auxiliary | Floor Code | Room Code | % of Space | Department Name | Org Code | Actual Room Use | Use Descrption | Split/Share | DOR | (empty)
Hangar #2 | 7 Airport Rd | Off | Owned | No | Yes | 01 | 0109 | 100 | NA | NA | XXX04 | Women's Public Restroom | No | DEPT
[7 empty] | 0110 | 100 | NA | NA | XXX03 | Men's Public Restroom | No | DEPT
Memorial Stadium | 1402 S First St | On | Owned | No | Yes | 01 | 1321 | 100 | NA | NA | XXX04 | Women's Public Restroom | No | DEPT
Chanute Facility #913 | (empty) | (empty) | (empty) | (empty) | (empty) | (empty) | N/A | (empty) | (empty) | (empty) | (empty) | Newly Installed South Restroom | (empty) | (empty)
Chanute Facility #914 | (empty) | (empty) | (empty) | (empty) | (empty) | (empty) | N/A | (empty) | (empty) | (empty) | (empty) | Newly Installed North Restroom | (empty) | (empty)

## 0665
Building Code | - multiple -
Building Name | Address | On or Off Campus | Ownership | State Supported | Auxiliary | Floor Code | Room Code | % of Space | Department Name | Org Code | Actual Room Use | Use Descrption | Split/Share | DOR | (empty)
Memorial Stadium | 1402 S First St | On | Owned | No | Yes | 01 | 1321 | 100 | NA | NA | XXX04 | Women's Public Restroom | No | DEPT
Quonset #1 | 10 Airport Rd | Off | Owned | No | No | 01 | 1101A | 100 | NA | NA | XXX05 | All-Gender Public Restroom | No | DEPT
Chanute Facility #913 | (empty) | (empty) | (empty) | (empty) | (empty) | (empty) | N/A | (empty) | (empty) | (empty) | (empty) | Newly Installed South Restroom | (empty) | (empty)
Chanute Facility #914 | (empty) | (empty) | (empty) | (empty) | (empty) | (empty) | N/A | (empty) | (empty) | (empty) | (empty) | Newly Installed North Restroom | (empty) | (empty)

## 0668
Building Code | - multiple -
Building Name | Address | On or Off Campus | Ownership | State Supported | Auxiliary | Floor Code | Room Code | % of Space | Department Name | Org Code | Actual Room Use | Use Descrption | Split/Share | DOR | (empty)
Memorial Stadium | 1402 S First St | On | Owned | No | Yes | 01 | 1321 | 100 | NA | NA | XXX04 | Women's Public Restroom | No | DEPT
Quonset #4 | 3 Airport Rd | Off | Owned | No | No | 01 | 4104 | 100 | NA | NA | XXX05 | All-Gender Public Restroom | No | DEPT
[7 empty] | 4105 | 100 | NA | NA | XXX05 | All-Gender Public Restroom | No | DEPT
Chanute Facility #913 | (empty) | (empty) | (empty) | (empty) | (empty) | (empty) | N/A | (empty) | (empty) | (empty) | (empty) | Newly Installed South Restroom | (empty) | (empty)
Chanute Facility #914 | (empty) | (empty) | (empty) | (empty) | (empty) | (empty) | N/A | (empty) | (empty) | (empty) | (empty) | Newly Installed North Restroom | (empty) | (empty)

## 0669
Building Code | - multiple -
Building Name | Address | On or Off Campus | Ownership | State Supported | Auxiliary | Floor Code | Room Code | % of Space | Department Name | Org Code | Actual Room Use | Use Descrption | Split/Share | DOR | (empty)
Memorial Stadium | 1402 S First St | On | Owned | No | Yes | 01 | 1321 | 100 | NA | NA | XXX04 | Women's Public Restroom | No | DEPT
Quonset #5 | 3 Airport Rd | Off | Owned | No | No | 01 | 0111 | 100 | NA | NA | XXX03 | Men's Public Restroom | No | DEPT
[7 empty] | 0113 | 100 | NA | NA | XXX04 | Women's Public Restroom | No | DEPT
[6 empty] | 02 | 0207A | 100 | NA | NA | XXX05 | All-Gender Public Restroom | No | DEPT
Chanute Facility #913 | (empty) | (empty) | (empty) | (empty) | (empty) | (empty) | N/A | (empty) | (empty) | (empty) | (empty) | Newly Installed South Restroom | (empty) | (empty)
Chanute Facility #914 | (empty) | (empty) | (empty) | (empty) | (empty) | (empty) | N/A | (empty) | (empty) | (empty) | (empty) | Newly Installed North Restroom | (empty) | (empty)

## 0674
Building Code | - multiple -
Building Name | Address | On or Off Campus | Ownership | State Supported | Auxiliary | Floor Code | Room Code | % of Space | Department Name | Org Code | Actual Room Use | Use Descrption | Split/Share | DOR | (empty)
Flightstar Administration Building | 7 Airport Rd | Off | Owned | No | Yes | 01 | 0103 | 100 | NA | NA | XXX05 | All-Gender Public Restroom | No | DEPT
[7 empty] | 0124 | 100 | NA | NA | XXX03 | Men's Public Restroom | No | DEPT
[7 empty] | 0126 | 100 | NA | NA | XXX04 | Women's Public Restroom | No | DEPT
[7 empty] | 0135 | 100 | NA | NA | XXX05 | All-Gender Public Restroom | No | DEPT
[7 empty] | 0137 | 100 | NA | NA | XXX11 | Shower Room | No | DEPT
Memorial Stadium | 1402 S First St | On | Owned | No | Yes | 01 | 1321 | 100 | NA | NA | XXX04 | Women's Public Restroom | No | DEPT
Chanute Facility #913 | (empty) | (empty) | (empty) | (empty) | (empty) | (empty) | N/A | (empty) | (empty) | (empty) | (empty) | Newly Installed South Restroom | (empty) | (empty)
Chanute Facility #914 | (empty) | (empty) | (empty) | (empty) | (empty) | (empty) | N/A | (empty) | (empty) | (empty) | (empty) | Newly Installed North Restroom | (empty) | (empty)

## 0675
Building Code | - multiple -
Building Name | Address | On or Off Campus | Ownership | State Supported | Auxiliary | Floor Code | Room Code | % of Space | Department Name | Org Code | Actual Room Use | Use Descrption | Split/Share | DOR | (empty)
Commercial Airport Terminal Building | 11 Airport Rd | Off | Owned | No | Yes | 01 | 0111 | 100 | NA | NA | XXX03 | Men's Public Restroom | No | DEPT
[7 empty] | 0113 | 100 | NA | NA | XXX04 | Women's Public Restroom | No | DEPT
[7 empty] | 0158 | 100 | NA | NA | XXX03 | Men's Public Restroom | No | DEPT
[7 empty] | 0159 | 100 | NA | NA | XXX04 | Women's Public Restroom | No | DEPT
[6 empty] | 02 | 0203 | 100 | NA | NA | XXX03 | Men's Public Restroom | No | DEPT
[7 empty] | 0204 | 100 | NA | NA | XXX04 | Women's Public Restroom | No | DEPT
[7 empty] | 0225 | 100 | NA | NA | XXX03 | Men's Public Restroom | No | DEPT
[7 empty] | 0226 | 100 | NA | NA | XXX04 | Women's Public Restroom | No | DEPT
[7 empty] | 0232 | 100 | NA | NA | XXX03 | Men's Public Restroom | No | DEPT
[7 empty] | 0236 | 100 | NA | NA | XXX04 | Women's Public Restroom | No | DEPT
Memorial Stadium | 1402 S First St | On | Owned | No | Yes | 01 | 1321 | 100 | NA | NA | XXX04 | Women's Public Restroom | No | DEPT
Chanute Facility #913 | (empty) | (empty) | (empty) | (empty) | (empty) | (empty) | N/A | (empty) | (empty) | (empty) | (empty) | Newly Installed South Restroom | (empty) | (empty)
Chanute Facility #914 | (empty) | (empty) | (empty) | (empty) | (empty) | (empty) | N/A | (empty) | (empty) | (empty) | (empty) | Newly Installed North Restroom | (empty) | (empty)

## 0676
Building Code | - multiple -
Building Name | Address | On or Off Campus | Ownership | State Supported | Auxiliary | Floor Code | Room Code | % of Space | Department Name | Org Code | Actual Room Use | Use Descrption | Split/Share | DOR | (empty)
Inst of Aviation Admin Building | 1 Airport Rd | Off | Owned | No | No | 01 | 0101 | 100 | NA | NA | XXX03 | Men's Public Restroom | No | DEPT
[7 empty] | 0107A | 100 | NA | NA | XXX04 | Women's Public Restroom | No | DEPT
[7 empty] | 0134 | 100 | NA | NA | XXX04 | Women's Public Restroom | No | DEPT
[7 empty] | 0135 | 100 | NA | NA | XXX03 | Men's Public Restroom | No | DEPT
[7 empty] | 0136 | 100 | NA | NA | XXX03 | Men's Public Restroom | No | DEPT
[7 empty] | 0137 | 100 | NA | NA | XXX04 | Women's Public Restroom | No | DEPT
Memorial Stadium | 1402 S First St | On | Owned | No | Yes | 01 | 1321 | 100 | NA | NA | XXX04 | Women's Public Restroom | No | DEPT
Chanute Facility #913 | (empty) | (empty) | (empty) | (empty) | (empty) | (empty) | N/A | (empty) | (empty) | (empty) | (empty) | Newly Installed South Restroom | (empty) | (empty)
Chanute Facility #914 | (empty) | (empty) | (empty) | (empty) | (empty) | (empty) | N/A | (empty) | (empty) | (empty) | (empty) | Newly Installed North Restroom | (empty) | (empty)

## 0681
Building Code | - multiple -
Building Name | Address | On or Off Campus | Ownership | State Supported | Auxiliary | Floor Code | Room Code | % of Space | Department Name | Org Code | Actual Room Use | Use Descrption | Split/Share | DOR | (empty)
Hangar #3 | 7 Airport Rd | Off | Owned | No | Yes | 01 | 0110 | 100 | NA | NA | XXX04 | Women's Public Restroom | No | DEPT
[7 empty] | 0111 | 100 | NA | NA | XXX03 | Men's Public Restroom | No | DEPT
Memorial Stadium | 1402 S First St | On | Owned | No | Yes | 01 | 1321 | 100 | NA | NA | XXX04 | Women's Public Restroom | No | DEPT
Chanute Facility #913 | (empty) | (empty) | (empty) | (empty) | (empty) | (empty) | N/A | (empty) | (empty) | (empty) | (empty) | Newly Installed South Restroom | (empty) | (empty)
Chanute Facility #914 | (empty) | (empty) | (empty) | (empty) | (empty) | (empty) | N/A | (empty) | (empty) | (empty) | (empty) | Newly Installed North Restroom | (empty) | (empty)

## 0682
Building Code | - multiple -
Building Name | Address | On or Off Campus | Ownership | State Supported | Auxiliary | Floor Code | Room Code | % of Space | Department Name | Org Code | Actual Room Use | Use Descrption | Split/Share | DOR | (empty)
Hangar #5 | 7 Airport Rd | Off | Owned | No | Yes | 01 | S0101A | 100 | NA | NA | XXX05 | All-Gender Public Restroom | No | DEPT
Memorial Stadium | 1402 S First St | On | Owned | No | Yes | 01 | 1321 | 100 | NA | NA | XXX04 | Women's Public Restroom | No | DEPT
Chanute Facility #913 | (empty) | (empty) | (empty) | (empty) | (empty) | (empty) | N/A | (empty) | (empty) | (empty) | (empty) | Newly Installed South Restroom | (empty) | (empty)
Chanute Facility #914 | (empty) | (empty) | (empty) | (empty) | (empty) | (empty) | N/A | (empty) | (empty) | (empty) | (empty) | Newly Installed North Restroom | (empty) | (empty)

## 0685
Building Code | - multiple -
Building Name | Address | On or Off Campus | Ownership | State Supported | Auxiliary | Floor Code | Room Code | % of Space | Department Name | Org Code | Actual Room Use | Use Descrption | Split/Share | DOR | (empty)
Hangar #7 | 24 Airport Rd | Off | Owned | No | Yes | 01 | 0102 | 100 | NA | NA | XXX05 | All-Gender Public Restroom | No | DEPT
Memorial Stadium | 1402 S First St | On | Owned | No | Yes | 01 | 1321 | 100 | NA | NA | XXX04 | Women's Public Restroom | No | DEPT
Chanute Facility #913 | (empty) | (empty) | (empty) | (empty) | (empty) | (empty) | N/A | (empty) | (empty) | (empty) | (empty) | Newly Installed South Restroom | (empty) | (empty)
Chanute Facility #914 | (empty) | (empty) | (empty) | (empty) | (empty) | (empty) | N/A | (empty) | (empty) | (empty) | (empty) | Newly Installed North Restroom | (empty) | (empty)

## 0698
Building Code | - multiple -
Building Name | Address | On or Off Campus | Ownership | State Supported | Auxiliary | Floor Code | Room Code | % of Space | Department Name | Org Code | Actual Room Use | Use Descrption | Split/Share | DOR | (empty)
Memorial Stadium | 1402 S First St | On | Owned | No | Yes | 01 | 1321 | 100 | NA | NA | XXX04 | Women's Public Restroom | No | DEPT
Parking Booths | 13 Airport Rd | Off | Owned | No | Yes | 01 | 0102 | 100 | Willard Airport Commercial Op | NANA0693 | 31533 | Office Service - Restroom | No | DEPT
Chanute Facility #913 | (empty) | (empty) | (empty) | (empty) | (empty) | (empty) | N/A | (empty) | (empty) | (empty) | (empty) | Newly Installed South Restroom | (empty) | (empty)
Chanute Facility #914 | (empty) | (empty) | (empty) | (empty) | (empty) | (empty) | N/A | (empty) | (empty) | (empty) | (empty) | Newly Installed North Restroom | (empty) | (empty)

## 0755
Building Code | - multiple -
Building Name | Address | On or Off Campus | Ownership | State Supported | Auxiliary | Floor Code | Room Code | % of Space | Department Name | Org Code | Actual Room Use | Use Descrption | Split/Share | DOR | (empty)
Family Housing Office (1841) | 1841 Orchard Pl | On | Owned | No | Yes | 01 | 0003A | 100 | NA | NA | XXX05 | All-Gender Public Restroom | No | DEPT
Memorial Stadium | 1402 S First St | On | Owned | No | Yes | 01 | 1321 | 100 | NA | NA | XXX04 | Women's Public Restroom | No | DEPT
Chanute Facility #913 | (empty) | (empty) | (empty) | (empty) | (empty) | (empty) | N/A | (empty) | (empty) | (empty) | (empty) | Newly Installed South Restroom | (empty) | (empty)
Chanute Facility #914 | (empty) | (empty) | (empty) | (empty) | (empty) | (empty) | N/A | (empty) | (empty) | (empty) | (empty) | Newly Installed North Restroom | (empty) | (empty)

## 0821
Building Code | - multiple -
Building Name | Address | On or Off Campus | Ownership | State Supported | Auxiliary | Floor Code | Room Code | % of Space | Department Name | Org Code | Actual Room Use | Use Descrption | Split/Share | DOR | (empty)
Memorial Stadium | 1402 S First St | On | Owned | No | Yes | 01 | 1321 | 100 | NA | NA | XXX04 | Women's Public Restroom | No | DEPT
Scale House | 305 Saint Mary's Rd | On | Owned | Yes | No | 01 | 0104 | 100 | NA | NA | XXX03 | Men's Public Restroom | No | PP
[7 empty] | 0105 | 100 | NA | NA | XXX04 | Women's Public Restroom | No | PP
Chanute Facility #913 | (empty) | (empty) | (empty) | (empty) | (empty) | (empty) | N/A | (empty) | (empty) | (empty) | (empty) | Newly Installed South Restroom | (empty) | (empty)
Chanute Facility #914 | (empty) | (empty) | (empty) | (empty) | (empty) | (empty) | N/A | (empty) | (empty) | (empty) | (empty) | Newly Installed North Restroom | (empty) | (empty)

## 0824
Building Code | - multiple -
Building Name | Address | On or Off Campus | Ownership | State Supported | Auxiliary | Floor Code | Room Code | % of Space | Department Name | Org Code | Actual Room Use | Use Descrption | Split/Share | DOR | (empty)
Agronomy South Farms Lab | 1414 Hazelwood Dr | On | Owned | No | No | 01 | 0005A | 100 | NA | NA | XXX05 | All-Gender Public Restroom | No | DEPT
Memorial Stadium | 1402 S First St | On | Owned | No | Yes | 01 | 1321 | 100 | NA | NA | XXX04 | Women's Public Restroom | No | DEPT
Chanute Facility #913 | (empty) | (empty) | (empty) | (empty) | (empty) | (empty) | N/A | (empty) | (empty) | (empty) | (empty) | Newly Installed South Restroom | (empty) | (empty)
Chanute Facility #914 | (empty) | (empty) | (empty) | (empty) | (empty) | (empty) | N/A | (empty) | (empty) | (empty) | (empty) | Newly Installed North Restroom | (empty) | (empty)

## 0825
Building Code | - multiple -
Building Name | Address | On or Off Campus | Ownership | State Supported | Auxiliary | Floor Code | Room Code | % of Space | Department Name | Org Code | Actual Room Use | Use Descrption | Split/Share | DOR | (empty)
Memorial Stadium | 1402 S First St | On | Owned | No | Yes | 01 | 1321 | 100 | NA | NA | XXX04 | Women's Public Restroom | No | DEPT
Nursery Building - Swine Res Ctr | 3402 S First St | On | Owned | Yes | No | 01 | 0112 | 100 | NA | NA | XXX05 | All-Gender Public Restroom | No | PP
Chanute Facility #913 | (empty) | (empty) | (empty) | (empty) | (empty) | (empty) | N/A | (empty) | (empty) | (empty) | (empty) | Newly Installed South Restroom | (empty) | (empty)
Chanute Facility #914 | (empty) | (empty) | (empty) | (empty) | (empty) | (empty) | N/A | (empty) | (empty) | (empty) | (empty) | Newly Installed North Restroom | (empty) | (empty)

## 0831
Building Code | - multiple -
Building Name | Address | On or Off Campus | Ownership | State Supported | Auxiliary | Floor Code | Room Code | % of Space | Department Name | Org Code | Actual Room Use | Use Descrption | Split/Share | DOR | (empty)
Animal Science K40 Facility | 411 Saint Mary's Rd | On | Owned | Yes | No | 01 | 0121A | 100 | NA | NA | XXX05 | All-Gender Public Restroom | No | PP
Memorial Stadium | 1402 S First St | On | Owned | No | Yes | 01 | 1321 | 100 | NA | NA | XXX04 | Women's Public Restroom | No | DEPT
Chanute Facility #913 | (empty) | (empty) | (empty) | (empty) | (empty) | (empty) | N/A | (empty) | (empty) | (empty) | (empty) | Newly Installed South Restroom | (empty) | (empty)
Chanute Facility #914 | (empty) | (empty) | (empty) | (empty) | (empty) | (empty) | N/A | (empty) | (empty) | (empty) | (empty) | Newly Installed North Restroom | (empty) | (empty)

## 0842
Building Code | - multiple -
Building Name | Address | On or Off Campus | Ownership | State Supported | Auxiliary | Floor Code | Room Code | % of Space | Department Name | Org Code | Actual Room Use | Use Descrption | Split/Share | DOR | (empty)
Agronomy Seed House | 1418 Hazelwood Dr | On | Owned | Yes | No | 01 | 0102 | 100 | NA | NA | XXX04 | Women's Public Restroom | No | PP
[7 empty] | 0103 | 100 | NA | NA | XXX03 | Men's Public Restroom | No | PP
Memorial Stadium | 1402 S First St | On | Owned | No | Yes | 01 | 1321 | 100 | NA | NA | XXX04 | Women's Public Restroom | No | DEPT
Chanute Facility #913 | (empty) | (empty) | (empty) | (empty) | (empty) | (empty) | N/A | (empty) | (empty) | (empty) | (empty) | Newly Installed South Restroom | (empty) | (empty)
Chanute Facility #914 | (empty) | (empty) | (empty) | (empty) | (empty) | (empty) | N/A | (empty) | (empty) | (empty) | (empty) | Newly Installed North Restroom | (empty) | (empty)

## 0858
Building Code | - multiple -
Building Name | Address | On or Off Campus | Ownership | State Supported | Auxiliary | Floor Code | Room Code | % of Space | Department Name | Org Code | Actual Room Use | Use Descrption | Split/Share | DOR | (empty)
1101 St Marys Rd | 1101 St Marys Rd | On | Owned | Yes | No | 02 | 0205 | 100 | NA | NA | XXX05 | All-Gender Public Restroom | No | PP
Memorial Stadium | 1402 S First St | On | Owned | No | Yes | 01 | 1321 | 100 | NA | NA | XXX04 | Women's Public Restroom | No | DEPT
Chanute Facility #913 | (empty) | (empty) | (empty) | (empty) | (empty) | (empty) | N/A | (empty) | (empty) | (empty) | (empty) | Newly Installed South Restroom | (empty) | (empty)
Chanute Facility #914 | (empty) | (empty) | (empty) | (empty) | (empty) | (empty) | N/A | (empty) | (empty) | (empty) | (empty) | Newly Installed North Restroom | (empty) | (empty)

## 0884
Building Code | - multiple -
Building Name | Address | On or Off Campus | Ownership | State Supported | Auxiliary | Floor Code | Room Code | % of Space | Department Name | Org Code | Actual Room Use | Use Descrption | Split/Share | DOR | (empty)
Memorial Stadium | 1402 S First St | On | Owned | No | Yes | 01 | 1321 | 100 | NA | NA | XXX04 | Women's Public Restroom | No | DEPT
Pollinatarium | 606 W Windsor Rd | On | Owned | No | No | 01 | 0103 | 100 | NA | NA | XXX05 | All-Gender Public Restroom | No | DEPT
Chanute Facility #913 | (empty) | (empty) | (empty) | (empty) | (empty) | (empty) | N/A | (empty) | (empty) | (empty) | (empty) | Newly Installed South Restroom | (empty) | (empty)
Chanute Facility #914 | (empty) | (empty) | (empty) | (empty) | (empty) | (empty) | N/A | (empty) | (empty) | (empty) | (empty) | Newly Installed North Restroom | (empty) | (empty)

## 0885
Building Code | - multiple -
Building Name | Address | On or Off Campus | Ownership | State Supported | Auxiliary | Floor Code | Room Code | % of Space | Department Name | Org Code | Actual Room Use | Use Descrption | Split/Share | DOR | (empty)
Horticulture Field Research Lab | 2302 S Lincoln Ave | On | Owned | No | No | 01 | 0107 | 100 | NA | NA | XXX05 | All-Gender Public Restroom | No | DEPT
[7 empty] | 0108 | 100 | NA | NA | XXX05 | All-Gender Public Restroom | No | DEPT
Memorial Stadium | 1402 S First St | On | Owned | No | Yes | 01 | 1321 | 100 | NA | NA | XXX04 | Women's Public Restroom | No | DEPT
Chanute Facility #913 | (empty) | (empty) | (empty) | (empty) | (empty) | (empty) | N/A | (empty) | (empty) | (empty) | (empty) | Newly Installed South Restroom | (empty) | (empty)
Chanute Facility #914 | (empty) | (empty) | (empty) | (empty) | (empty) | (empty) | N/A | (empty) | (empty) | (empty) | (empty) | Newly Installed North Restroom | (empty) | (empty)

## 0928
Building Code | - multiple -
Building Name | Address | On or Off Campus | Ownership | State Supported | Auxiliary | Floor Code | Room Code | % of Space | Department Name | Org Code | Actual Room Use | Use Descrption | Split/Share | DOR | (empty)
Memorial Stadium | 1402 S First St | On | Owned | No | Yes | 01 | 1321 | 100 | NA | NA | XXX04 | Women's Public Restroom | No | DEPT
Shop and Storage Building - LAD | 2301 S Lincoln Ave | On | Owned | Yes | No | 01 | 0101A | 100 | NA | NA | XXX03 | Men's Public Restroom | No | PP
[7 empty] | 0101B | 100 | NA | NA | XXX04 | Women's Public Restroom | No | PP
Chanute Facility #913 | (empty) | (empty) | (empty) | (empty) | (empty) | (empty) | N/A | (empty) | (empty) | (empty) | (empty) | Newly Installed South Restroom | (empty) | (empty)
Chanute Facility #914 | (empty) | (empty) | (empty) | (empty) | (empty) | (empty) | N/A | (empty) | (empty) | (empty) | (empty) | Newly Installed North Restroom | (empty) | (empty)

## 0956
Building Code | - multiple -
Building Name | Address | On or Off Campus | Ownership | State Supported | Auxiliary | Floor Code | Room Code | % of Space | Department Name | Org Code | Actual Room Use | Use Descrption | Split/Share | DOR | (empty)
Memorial Stadium | 1402 S First St | On | Owned | No | Yes | 01 | 1321 | 100 | NA | NA | XXX04 | Women's Public Restroom | No | DEPT
Northwest Barn - Vet Med - S Race St | 3305 S Race St | On | Owned | No | No | 01 | 0017 | 100 | NA | NA | XXX03 | Men's Public Restroom | No | DEPT
[7 empty] | 0017B | 100 | NA | NA | XXX04 | Women's Public Restroom | No | DEPT
Chanute Facility #913 | (empty) | (empty) | (empty) | (empty) | (empty) | (empty) | N/A | (empty) | (empty) | (empty) | (empty) | Newly Installed South Restroom | (empty) | (empty)
Chanute Facility #914 | (empty) | (empty) | (empty) | (empty) | (empty) | (empty) | N/A | (empty) | (empty) | (empty) | (empty) | Newly Installed North Restroom | (empty) | (empty)

## 0971
Building Code | - multiple -
Building Name | Address | On or Off Campus | Ownership | State Supported | Auxiliary | Floor Code | Room Code | % of Space | Department Name | Org Code | Actual Room Use | Use Descrption | Split/Share | DOR | (empty)
Memorial Stadium | 1402 S First St | On | Owned | No | Yes | 01 | 1321 | 100 | NA | NA | XXX04 | Women's Public Restroom | No | DEPT
Structures Physiology Laboratory | 3305 S Race St | On | Owned | Yes | No | 01 | 0108 | 100 | NA | NA | XXX05 | All-Gender Public Restroom | No | PP
Chanute Facility #913 | (empty) | (empty) | (empty) | (empty) | (empty) | (empty) | N/A | (empty) | (empty) | (empty) | (empty) | Newly Installed South Restroom | (empty) | (empty)
Chanute Facility #914 | (empty) | (empty) | (empty) | (empty) | (empty) | (empty) | N/A | (empty) | (empty) | (empty) | (empty) | Newly Installed North Restroom | (empty) | (empty)

## 0974
Building Code | - multiple -
Building Name | Address | On or Off Campus | Ownership | State Supported | Auxiliary | Floor Code | Room Code | % of Space | Department Name | Org Code | Actual Room Use | Use Descrption | Split/Share | DOR | (empty)
Agricultural and Biological Engineering Storage Building | 3603 S Race St | On | Owned | No | No | 01 | 0101 | 100 | NA | NA | XXX05 | All-Gender Public Restroom | No | DEPT
[7 empty] | 0103 | 100 | NA | NA | XXX05 | All-Gender Public Restroom | No | DEPT
Memorial Stadium | 1402 S First St | On | Owned | No | Yes | 01 | 1321 | 100 | NA | NA | XXX04 | Women's Public Restroom | No | DEPT
Chanute Facility #913 | (empty) | (empty) | (empty) | (empty) | (empty) | (empty) | N/A | (empty) | (empty) | (empty) | (empty) | Newly Installed South Restroom | (empty) | (empty)
Chanute Facility #914 | (empty) | (empty) | (empty) | (empty) | (empty) | (empty) | N/A | (empty) | (empty) | (empty) | (empty) | Newly Installed North Restroom | (empty) | (empty)

## 0983
Building Code | - multiple -
Building Name | Address | On or Off Campus | Ownership | State Supported | Auxiliary | Floor Code | Room Code | % of Space | Department Name | Org Code | Actual Room Use | Use Descrption | Split/Share | DOR | (empty)
Animal Science Machine Storage Building | 3603 S Race St | On | Owned | No | No | 01 | 0004 | 100 | NA | NA | XXX05 | All-Gender Public Restroom | No | DEPT
Memorial Stadium | 1402 S First St | On | Owned | No | Yes | 01 | 1321 | 100 | NA | NA | XXX04 | Women's Public Restroom | No | DEPT
Chanute Facility #913 | (empty) | (empty) | (empty) | (empty) | (empty) | (empty) | N/A | (empty) | (empty) | (empty) | (empty) | Newly Installed South Restroom | (empty) | (empty)
Chanute Facility #914 | (empty) | (empty) | (empty) | (empty) | (empty) | (empty) | N/A | (empty) | (empty) | (empty) | (empty) | Newly Installed North Restroom | (empty) | (empty)

## 0991
Building Code | - multiple -
Building Name | Address | On or Off Campus | Ownership | State Supported | Auxiliary | Floor Code | Room Code | % of Space | Department Name | Org Code | Actual Room Use | Use Descrption | Split/Share | DOR | (empty)
Memorial Stadium | 1402 S First St | On | Owned | No | Yes | 01 | 1321 | 100 | NA | NA | XXX04 | Women's Public Restroom | No | DEPT
Soybean Research - Agronomy Farm | 1308 Hazelwood Dr | On | Owned | No | No | 01 | 0170 | 100 | NA | NA | XXX05 | All-Gender Public Restroom | No | DEPT
Chanute Facility #913 | (empty) | (empty) | (empty) | (empty) | (empty) | (empty) | N/A | (empty) | (empty) | (empty) | (empty) | Newly Installed South Restroom | (empty) | (empty)
Chanute Facility #914 | (empty) | (empty) | (empty) | (empty) | (empty) | (empty) | N/A | (empty) | (empty) | (empty) | (empty) | Newly Installed North Restroom | (empty) | (empty)

## 1010
Building Code | - multiple -
Building Name | Address | On or Off Campus | Ownership | State Supported | Auxiliary | Floor Code | Room Code | % of Space | Department Name | Org Code | Actual Room Use | Use Descrption | Split/Share | DOR | (empty)
Memorial Stadium | 1402 S First St | On | Owned | No | Yes | 01 | 1321 | 100 | NA | NA | XXX04 | Women's Public Restroom | No | DEPT
Vet Res Farm - Service Building | 3305 S Race St | On | Owned | Yes | No | 01 | 0105 | 100 | NA | NA | XXX04 | Women's Public Restroom | No | DEPT
[7 empty] | 0107 | 100 | NA | NA | XXX03 | Men's Public Restroom | No | DEPT
Chanute Facility #913 | (empty) | (empty) | (empty) | (empty) | (empty) | (empty) | N/A | (empty) | (empty) | (empty) | (empty) | Newly Installed South Restroom | (empty) | (empty)
Chanute Facility #914 | (empty) | (empty) | (empty) | (empty) | (empty) | (empty) | N/A | (empty) | (empty) | (empty) | (empty) | Newly Installed North Restroom | (empty) | (empty)

## 1026
Building Code | - multiple -
Building Name | Address | On or Off Campus | Ownership | State Supported | Auxiliary | Floor Code | Room Code | % of Space | Department Name | Org Code | Actual Room Use | Use Descrption | Split/Share | DOR | (empty)
Memorial Stadium | 1402 S First St | On | Owned | No | Yes | 01 | 1321 | 100 | NA | NA | XXX04 | Women's Public Restroom | No | DEPT
Water Survey Warehouse | 2107 Griffith Dr | On | Owned | No | No | 01 | 0101 | 100 | NA | NA | XXX05 | All-Gender Public Restroom | No | DEPT
Chanute Facility #913 | (empty) | (empty) | (empty) | (empty) | (empty) | (empty) | N/A | (empty) | (empty) | (empty) | (empty) | Newly Installed South Restroom | (empty) | (empty)
Chanute Facility #914 | (empty) | (empty) | (empty) | (empty) | (empty) | (empty) | N/A | (empty) | (empty) | (empty) | (empty) | Newly Installed North Restroom | (empty) | (empty)

## 1027
Building Code | - multiple -
Building Name | Address | On or Off Campus | Ownership | State Supported | Auxiliary | Floor Code | Room Code | % of Space | Department Name | Org Code | Actual Room Use | Use Descrption | Split/Share | DOR | (empty)
Aeronomy Field Station | 4810 N High Cross Rd | On | Owned | No | No | 01 | 0003 | 100 | NA | NA | XXX05 | All-Gender Public Restroom | No | DEPT
Memorial Stadium | 1402 S First St | On | Owned | No | Yes | 01 | 1321 | 100 | NA | NA | XXX04 | Women's Public Restroom | No | DEPT
Chanute Facility #913 | (empty) | (empty) | (empty) | (empty) | (empty) | (empty) | N/A | (empty) | (empty) | (empty) | (empty) | Newly Installed South Restroom | (empty) | (empty)
Chanute Facility #914 | (empty) | (empty) | (empty) | (empty) | (empty) | (empty) | N/A | (empty) | (empty) | (empty) | (empty) | Newly Installed North Restroom | (empty) | (empty)

## 1028
Building Code | - multiple -
Building Name | Address | On or Off Campus | Ownership | State Supported | Auxiliary | Floor Code | Room Code | % of Space | Department Name | Org Code | Actual Room Use | Use Descrption | Split/Share | DOR | (empty)
Aeronomy Laser - Radar Facility | 4810 N High Cross Rd | Off | Owned | No | No | 01 | 0104 | 100 | NA | NA | XXX05 | All-Gender Public Restroom | No | DEPT
Memorial Stadium | 1402 S First St | On | Owned | No | Yes | 01 | 1321 | 100 | NA | NA | XXX04 | Women's Public Restroom | No | DEPT
Chanute Facility #913 | (empty) | (empty) | (empty) | (empty) | (empty) | (empty) | N/A | (empty) | (empty) | (empty) | (empty) | Newly Installed South Restroom | (empty) | (empty)
Chanute Facility #914 | (empty) | (empty) | (empty) | (empty) | (empty) | (empty) | N/A | (empty) | (empty) | (empty) | (empty) | Newly Installed North Restroom | (empty) | (empty)

## 1030
Building Code | - multiple -
Building Name | Address | On or Off Campus | Ownership | State Supported | Auxiliary | Floor Code | Room Code | % of Space | Department Name | Org Code | Actual Room Use | Use Descrption | Split/Share | DOR | (empty)
Memorial Stadium | 1402 S First St | On | Owned | No | Yes | 01 | 1321 | 100 | NA | NA | XXX04 | Women's Public Restroom | No | DEPT
Swine Res Ctr - Headquarters Building | 3402 S First St | On | Owned | Yes | No | 01 | 0012 | 100 | NA | NA | XXX03 | Men's Public Restroom | No | DEPT
[7 empty] | 0014 | 100 | NA | NA | XXX04 | Women's Public Restroom | No | DEPT
Chanute Facility #913 | (empty) | (empty) | (empty) | (empty) | (empty) | (empty) | N/A | (empty) | (empty) | (empty) | (empty) | Newly Installed South Restroom | (empty) | (empty)
Chanute Facility #914 | (empty) | (empty) | (empty) | (empty) | (empty) | (empty) | N/A | (empty) | (empty) | (empty) | (empty) | Newly Installed North Restroom | (empty) | (empty)

## 1032
Building Code | - multiple -
Building Name | Address | On or Off Campus | Ownership | State Supported | Auxiliary | Floor Code | Room Code | % of Space | Department Name | Org Code | Actual Room Use | Use Descrption | Split/Share | DOR | (empty)
Memorial Stadium | 1402 S First St | On | Owned | No | Yes | 01 | 1321 | 100 | NA | NA | XXX04 | Women's Public Restroom | No | DEPT
Swine Res Ctr - Isolation Building | 3402 S First St | On | Owned | Yes | No | 01 | 0014 | 100 | NA | NA | XXX05 | All-Gender Public Restroom | No | DEPT
Chanute Facility #913 | (empty) | (empty) | (empty) | (empty) | (empty) | (empty) | N/A | (empty) | (empty) | (empty) | (empty) | Newly Installed South Restroom | (empty) | (empty)
Chanute Facility #914 | (empty) | (empty) | (empty) | (empty) | (empty) | (empty) | N/A | (empty) | (empty) | (empty) | (empty) | Newly Installed North Restroom | (empty) | (empty)

## 1048
Building Code | - multiple -
Building Name | Address | On or Off Campus | Ownership | State Supported | Auxiliary | Floor Code | Room Code | % of Space | Department Name | Org Code | Actual Room Use | Use Descrption | Split/Share | DOR | (empty)
Memorial Stadium | 1402 S First St | On | Owned | No | Yes | 01 | 1321 | 100 | NA | NA | XXX04 | Women's Public Restroom | No | DEPT
Pest Management Laboratory | 1819 S Oak St | On | Owned | No | No | 01 | 0104 | 100 | NA | NA | XXX05 | All-Gender Public Restroom | No | DEPT
Chanute Facility #913 | (empty) | (empty) | (empty) | (empty) | (empty) | (empty) | N/A | (empty) | (empty) | (empty) | (empty) | Newly Installed South Restroom | (empty) | (empty)
Chanute Facility #914 | (empty) | (empty) | (empty) | (empty) | (empty) | (empty) | N/A | (empty) | (empty) | (empty) | (empty) | Newly Installed North Restroom | (empty) | (empty)

## 1064
Building Code | - multiple -
Building Name | Address | On or Off Campus | Ownership | State Supported | Auxiliary | Floor Code | Room Code | % of Space | Department Name | Org Code | Actual Room Use | Use Descrption | Split/Share | DOR | (empty)
Memorial Stadium | 1402 S First St | On | Owned | No | Yes | 01 | 1321 | 100 | NA | NA | XXX04 | Women's Public Restroom | No | DEPT
Swine Isolation Unit | 3402 S First St | On | Owned | Yes | No | 01 | 0102 | 100 | Animal Sciences | KLKL0538 | 57570 | Animal Quarters Service - Restroom | No | DEPT
Chanute Facility #913 | (empty) | (empty) | (empty) | (empty) | (empty) | (empty) | N/A | (empty) | (empty) | (empty) | (empty) | Newly Installed South Restroom | (empty) | (empty)
Chanute Facility #914 | (empty) | (empty) | (empty) | (empty) | (empty) | (empty) | N/A | (empty) | (empty) | (empty) | (empty) | Newly Installed North Restroom | (empty) | (empty)

## 1071
Building Code | - multiple -
Building Name | Address | On or Off Campus | Ownership | State Supported | Auxiliary | Floor Code | Room Code | % of Space | Department Name | Org Code | Actual Room Use | Use Descrption | Split/Share | DOR | (empty)
Early Child Development Lab | 1005 W Nevada St | On | Owned | Yes | No | 01 | 0108 | 100 | NA | NA | XXX04 | Women's Public Restroom | No | DEPT
[7 empty] | 0110 | 100 | NA | NA | XXX03 | Men's Public Restroom | No | DEPT
[7 empty] | 0135 | 100 | NA | NA | XXX03 | Men's Public Restroom | No | DEPT
[7 empty] | 0137 | 100 | NA | NA | XXX04 | Women's Public Restroom | No | DEPT
[6 empty] | 02 | 0207 | 100 | NA | NA | XXX03 | Men's Public Restroom | No | DEPT
[7 empty] | 0209 | 100 | NA | NA | XXX04 | Women's Public Restroom | No | DEPT
Memorial Stadium | 1402 S First St | On | Owned | No | Yes | 01 | 1321 | 100 | NA | NA | XXX04 | Women's Public Restroom | No | DEPT
Chanute Facility #913 | (empty) | (empty) | (empty) | (empty) | (empty) | (empty) | N/A | (empty) | (empty) | (empty) | (empty) | Newly Installed South Restroom | (empty) | (empty)
Chanute Facility #914 | (empty) | (empty) | (empty) | (empty) | (empty) | (empty) | N/A | (empty) | (empty) | (empty) | (empty) | Newly Installed North Restroom | (empty) | (empty)

## 1073
Building Code | - multiple -
Building Name | Address | On or Off Campus | Ownership | State Supported | Auxiliary | Floor Code | Room Code | % of Space | Department Name | Org Code | Actual Room Use | Use Descrption | Split/Share | DOR | (empty)
Forbes Natural History Building | 1816 S Oak St | On | Owned | Yes | No | 01 | 1009A | 100 | IL Natural History Survey | NPNP1375 | 31533 | Office Service - Restroom | No | DEPT
[7 empty] | 1022 | 100 | NA | NA | XXX03 | Men's Public Restroom | No | DEPT
[7 empty] | 1025 | 100 | NA | NA | XXX04 | Women's Public Restroom | No | DEPT
[7 empty] | 1110 | 100 | NA | NA | XXX04 | Women's Public Restroom | No | DEPT
[7 empty] | 1113 | 100 | NA | NA | XXX03 | Men's Public Restroom | No | DEPT
[6 empty] | 02 | 2055 | 100 | NA | NA | XXX03 | Men's Public Restroom | No | DEPT
[7 empty] | 2058 | 100 | NA | NA | XXX04 | Women's Public Restroom | No | DEPT
[7 empty] | 2110 | 100 | NA | NA | XXX04 | Women's Public Restroom | No | DEPT
[7 empty] | 2113 | 100 | NA | NA | XXX03 | Men's Public Restroom | No | DEPT
Memorial Stadium | 1402 S First St | On | Owned | No | Yes | 01 | 1321 | 100 | NA | NA | XXX04 | Women's Public Restroom | No | DEPT
Chanute Facility #913 | (empty) | (empty) | (empty) | (empty) | (empty) | (empty) | N/A | (empty) | (empty) | (empty) | (empty) | Newly Installed South Restroom | (empty) | (empty)
Chanute Facility #914 | (empty) | (empty) | (empty) | (empty) | (empty) | (empty) | N/A | (empty) | (empty) | (empty) | (empty) | Newly Installed North Restroom | (empty) | (empty)

## 1074
Building Code | - multiple -
Building Name | Address | On or Off Campus | Ownership | State Supported | Auxiliary | Floor Code | Room Code | % of Space | Department Name | Org Code | Actual Room Use | Use Descrption | Split/Share | DOR | (empty)
Memorial Stadium | 1402 S First St | On | Owned | No | Yes | 01 | 1321 | 100 | NA | NA | XXX04 | Women's Public Restroom | No | DEPT
Z Building | 1901 S First St | On | Leased | No | No | 01 | 0106 | 100 | Sponsored Programs Admin | NENE0681 | 31533 | Office Service - Restroom | No | DEPT
[7 empty] | 0108 | 100 | Sponsored Programs Admin | NENE0681 | 31533 | Office Service - Restroom | No | DEPT
Chanute Facility #913 | (empty) | (empty) | (empty) | (empty) | (empty) | (empty) | N/A | (empty) | (empty) | (empty) | (empty) | Newly Installed South Restroom | (empty) | (empty)
Chanute Facility #914 | (empty) | (empty) | (empty) | (empty) | (empty) | (empty) | N/A | (empty) | (empty) | (empty) | (empty) | Newly Installed North Restroom | (empty) | (empty)

## 1079
Building Code | - multiple -
Building Name | Address | On or Off Campus | Ownership | State Supported | Auxiliary | Floor Code | Room Code | % of Space | Department Name | Org Code | Actual Room Use | Use Descrption | Split/Share | DOR | (empty)
Illini Union Warehouse #2 | 509 Hazelwood Dr | On | Owned | No | Yes | 01 | 0104 | 100 | NA | NA | XXX03 | Men's Public Restroom | No | DEPT
[7 empty] | 0105 | 100 | NA | NA | XXX04 | Women's Public Restroom | No | DEPT
Memorial Stadium | 1402 S First St | On | Owned | No | Yes | 01 | 1321 | 100 | NA | NA | XXX04 | Women's Public Restroom | No | DEPT
Chanute Facility #913 | (empty) | (empty) | (empty) | (empty) | (empty) | (empty) | N/A | (empty) | (empty) | (empty) | (empty) | Newly Installed South Restroom | (empty) | (empty)
Chanute Facility #914 | (empty) | (empty) | (empty) | (empty) | (empty) | (empty) | N/A | (empty) | (empty) | (empty) | (empty) | Newly Installed North Restroom | (empty) | (empty)

## 1080
Building Code | - multiple -
Building Name | Address | On or Off Campus | Ownership | State Supported | Auxiliary | Floor Code | Room Code | % of Space | Department Name | Org Code | Actual Room Use | Use Descrption | Split/Share | DOR | (empty)
Carl R. Woese Institute for Genomic Biology | 1206 Gregory Dr | On | Owned | Yes | No | 00 | 0602 | 100 | NA | NA | XXX03 | Men's Public Restroom | No | DEPT
[7 empty] | 0604 | 100 | NA | NA | XXX04 | Women's Public Restroom | No | DEPT
[6 empty] | 01 | 1004 | 100 | NA | NA | XXX04 | Women's Public Restroom | No | DEPT
[7 empty] | 1006 | 100 | NA | NA | XXX03 | Men's Public Restroom | No | DEPT
[7 empty] | 1625 | 100 | NA | NA | XXX04 | Women's Public Restroom | No | DEPT
[7 empty] | 1629 | 100 | NA | NA | XXX03 | Men's Public Restroom | No | DEPT
[6 empty] | 02 | 2004 | 100 | NA | NA | XXX04 | Women's Public Restroom | No | DEPT
[7 empty] | 2006 | 100 | NA | NA | XXX03 | Men's Public Restroom | No | DEPT
[7 empty] | 2601C | 100 | Institute for Genomic Biology | NPNP0231 | 91900 | Toilet or Bath | No | DEPT
[7 empty] | 2625 | 100 | NA | NA | XXX04 | Women's Public Restroom | No | DEPT
[7 empty] | 2629 | 100 | NA | NA | XXX03 | Men's Public Restroom | No | DEPT
[7 empty] | 2636B | 100 | Institute for Genomic Biology | NPNP0231 | 91900 | Toilet or Bath | No | DEPT
[6 empty] | 03 | 3004 | 100 | NA | NA | XXX04 | Women's Public Restroom | No | DEPT
[7 empty] | 3006 | 100 | NA | NA | XXX03 | Men's Public Restroom | No | DEPT
Memorial Stadium | 1402 S First St | On | Owned | No | Yes | 01 | 1321 | 100 | NA | NA | XXX04 | Women's Public Restroom | No | DEPT
Chanute Facility #913 | (empty) | (empty) | (empty) | (empty) | (empty) | (empty) | N/A | (empty) | (empty) | (empty) | (empty) | Newly Installed South Restroom | (empty) | (empty)
Chanute Facility #914 | (empty) | (empty) | (empty) | (empty) | (empty) | (empty) | N/A | (empty) | (empty) | (empty) | (empty) | Newly Installed North Restroom | (empty) | (empty)

## 1093
Building Code | - multiple -
Building Name | Address | On or Off Campus | Ownership | State Supported | Auxiliary | Floor Code | Room Code | % of Space | Department Name | Org Code | Actual Room Use | Use Descrption | Split/Share | DOR | (empty)
Aerodynamics Research Laboratory | 1013 Springfield Ave | On | Owned | Yes | No | 01 | 0105B | 100 | NA | NA | XXX03 | Men's Public Restroom | No | DEPT
[7 empty] | 0105C | 100 | NA | NA | XXX04 | Women's Public Restroom | No | DEPT
Memorial Stadium | 1402 S First St | On | Owned | No | Yes | 01 | 1321 | 100 | NA | NA | XXX04 | Women's Public Restroom | No | DEPT
Chanute Facility #913 | (empty) | (empty) | (empty) | (empty) | (empty) | (empty) | N/A | (empty) | (empty) | (empty) | (empty) | Newly Installed South Restroom | (empty) | (empty)
Chanute Facility #914 | (empty) | (empty) | (empty) | (empty) | (empty) | (empty) | N/A | (empty) | (empty) | (empty) | (empty) | Newly Installed North Restroom | (empty) | (empty)

## 1094
Building Code | - multiple -
Building Name | Address | On or Off Campus | Ownership | State Supported | Auxiliary | Floor Code | Room Code | % of Space | Department Name | Org Code | Actual Room Use | Use Descrption | Split/Share | DOR | (empty)
Memorial Stadium | 1402 S First St | On | Owned | No | Yes | 01 | 1321 | 100 | NA | NA | XXX04 | Women's Public Restroom | No | DEPT
North Campus Parking Deck | 1206 Clark St, 405 N Goodwin Ave, 1201 W Universit | On | Owned | No | Yes | 01 | 1016 | 100 | NA | NA | XXX03 | Men's Public Restroom | No | DEPT
[7 empty] | 1016A | 100 | NA | NA | XXX03 | Men's Public Restroom | No | DEPT
[7 empty] | 1018 | 100 | NA | NA | XXX04 | Women's Public Restroom | No | DEPT
[7 empty] | 1102 | 100 | NA | NA | XXX05 | All-Gender Public Restroom | No | DEPT
[7 empty] | 1108 | 100 | NA | NA | XXX04 | Women's Public Restroom | No | DEPT
[7 empty] | 1110 | 100 | NA | NA | XXX03 | Men's Public Restroom | No | DEPT
[7 empty] | 1230 | 100 | NA | NA | XXX04 | Women's Public Restroom | No | DEPT
[7 empty] | 1231 | 100 | NA | NA | XXX03 | Men's Public Restroom | No | DEPT
Chanute Facility #913 | (empty) | (empty) | (empty) | (empty) | (empty) | (empty) | N/A | (empty) | (empty) | (empty) | (empty) | Newly Installed South Restroom | (empty) | (empty)
Chanute Facility #914 | (empty) | (empty) | (empty) | (empty) | (empty) | (empty) | N/A | (empty) | (empty) | (empty) | (empty) | Newly Installed North Restroom | (empty) | (empty)

## 1095
Building Code | - multiple -
Building Name | Address | On or Off Campus | Ownership | State Supported | Auxiliary | Floor Code | Room Code | % of Space | Department Name | Org Code | Actual Room Use | Use Descrption | Split/Share | DOR | (empty)
Enterprise Works | 60 Hazelwood Dr | On | Owned | Yes | No | 01 | 0132 | 100 | NA | NA | XXX03 | Men's Public Restroom | No | DEPT
[7 empty] | 0136A | 100 | NA | NA | XXX04 | Women's Public Restroom | No | DEPT
[6 empty] | 02 | 0232 | 100 | NA | NA | XXX03 | Men's Public Restroom | No | DEPT
[7 empty] | 0236 | 100 | NA | NA | XXX04 | Women's Public Restroom | No | DEPT
[7 empty] | 0240A | 100 | NA | NA | XXX05 | All-Gender Public Restroom | No | DEPT
Memorial Stadium | 1402 S First St | On | Owned | No | Yes | 01 | 1321 | 100 | NA | NA | XXX04 | Women's Public Restroom | No | DEPT
Chanute Facility #913 | (empty) | (empty) | (empty) | (empty) | (empty) | (empty) | N/A | (empty) | (empty) | (empty) | (empty) | Newly Installed South Restroom | (empty) | (empty)
Chanute Facility #914 | (empty) | (empty) | (empty) | (empty) | (empty) | (empty) | N/A | (empty) | (empty) | (empty) | (empty) | Newly Installed North Restroom | (empty) | (empty)

## 1096
Building Code | - multiple -
Building Name | Address | On or Off Campus | Ownership | State Supported | Auxiliary | Floor Code | Room Code | % of Space | Department Name | Org Code | Actual Room Use | Use Descrption | Split/Share | DOR | (empty)
Memorial Stadium | 1402 S First St | On | Owned | No | Yes | 01 | 1321 | 100 | NA | NA | XXX04 | Women's Public Restroom | No | DEPT
Oak Street Library Facility | 809 S Oak St | On | Owned | Yes | No | 01 | 0106 | 100 | NA | NA | XXX04 | Women's Public Restroom | No | DEPT
[7 empty] | 0109 | 100 | NA | NA | XXX03 | Men's Public Restroom | No | DEPT
[6 empty] | 02 | 0207 | 100 | NA | NA | XXX03 | Men's Public Restroom | No | DEPT
[7 empty] | 0209 | 100 | NA | NA | XXX04 | Women's Public Restroom | No | DEPT
[6 empty] | 03 | 0300B | 100 | NA | NA | XXX05 | All-Gender Public Restroom | No | DEPT
Chanute Facility #913 | (empty) | (empty) | (empty) | (empty) | (empty) | (empty) | N/A | (empty) | (empty) | (empty) | (empty) | Newly Installed South Restroom | (empty) | (empty)
Chanute Facility #914 | (empty) | (empty) | (empty) | (empty) | (empty) | (empty) | N/A | (empty) | (empty) | (empty) | (empty) | Newly Installed North Restroom | (empty) | (empty)

## 1104
Building Code | - multiple -
Building Name | Address | On or Off Campus | Ownership | State Supported | Auxiliary | Floor Code | Room Code | % of Space | Department Name | Org Code | Actual Room Use | Use Descrption | Split/Share | DOR | (empty)
Memorial Stadium | 1402 S First St | On | Owned | No | Yes | 01 | 1321 | 100 | NA | NA | XXX04 | Women's Public Restroom | No | DEPT
Water Survey Research Center #1 | 2204 Kirk Dr | On | Owned | Yes | No | 01 | 0132 | 100 | NA | NA | XXX03 | Men's Public Restroom | No | DEPT
[7 empty] | 0136 | 100 | NA | NA | XXX04 | Women's Public Restroom | No | DEPT
[7 empty] | 0157 | 100 | NA | NA | XXX04 | Women's Public Restroom | No | DEPT
[7 empty] | 0159 | 100 | NA | NA | XXX03 | Men's Public Restroom | No | DEPT
Chanute Facility #913 | (empty) | (empty) | (empty) | (empty) | (empty) | (empty) | N/A | (empty) | (empty) | (empty) | (empty) | Newly Installed South Restroom | (empty) | (empty)
Chanute Facility #914 | (empty) | (empty) | (empty) | (empty) | (empty) | (empty) | N/A | (empty) | (empty) | (empty) | (empty) | Newly Installed North Restroom | (empty) | (empty)

## 1107
Building Code | - multiple -
Building Name | Address | On or Off Campus | Ownership | State Supported | Auxiliary | Floor Code | Room Code | % of Space | Department Name | Org Code | Actual Room Use | Use Descrption | Split/Share | DOR | (empty)
Memorial Stadium | 1402 S First St | On | Owned | No | Yes | 01 | 1321 | 100 | NA | NA | XXX04 | Women's Public Restroom | No | DEPT
Water Survey Research Center #4 | 15 Bailey Dr | On | Owned | Yes | No | 01 | 0406 | 100 | NA | NA | XXX04 | Women's Public Restroom | No | DEPT
[7 empty] | 0448 | 100 | NA | NA | XXX03 | Men's Public Restroom | No | DEPT
Chanute Facility #913 | (empty) | (empty) | (empty) | (empty) | (empty) | (empty) | N/A | (empty) | (empty) | (empty) | (empty) | Newly Installed South Restroom | (empty) | (empty)
Chanute Facility #914 | (empty) | (empty) | (empty) | (empty) | (empty) | (empty) | N/A | (empty) | (empty) | (empty) | (empty) | Newly Installed North Restroom | (empty) | (empty)

## 1108
Building Code | - multiple -
Building Name | Address | On or Off Campus | Ownership | State Supported | Auxiliary | Floor Code | Room Code | % of Space | Department Name | Org Code | Actual Room Use | Use Descrption | Split/Share | DOR | (empty)
Memorial Stadium | 1402 S First St | On | Owned | No | Yes | 01 | 1321 | 100 | NA | NA | XXX04 | Women's Public Restroom | No | DEPT
Water Survey Research Center #5 | 35 Bailey Dr | On | Owned | Yes | No | 01 | 0504 | 100 | NA | NA | XXX04 | Women's Public Restroom | No | DEPT
[7 empty] | 0546 | 100 | NA | NA | XXX03 | Men's Public Restroom | No | DEPT
Chanute Facility #913 | (empty) | (empty) | (empty) | (empty) | (empty) | (empty) | N/A | (empty) | (empty) | (empty) | (empty) | Newly Installed South Restroom | (empty) | (empty)
Chanute Facility #914 | (empty) | (empty) | (empty) | (empty) | (empty) | (empty) | N/A | (empty) | (empty) | (empty) | (empty) | Newly Installed North Restroom | (empty) | (empty)

## 1109
Building Code | - multiple -
Building Name | Address | On or Off Campus | Ownership | State Supported | Auxiliary | Floor Code | Room Code | % of Space | Department Name | Org Code | Actual Room Use | Use Descrption | Split/Share | DOR | (empty)
Memorial Stadium | 1402 S First St | On | Owned | No | Yes | 01 | 1321 | 100 | NA | NA | XXX04 | Women's Public Restroom | No | DEPT
Water Survey Research Center #6 | 65 Bailey Dr | On | Owned | Yes | No | 01 | 0606 | 100 | NA | NA | XXX04 | Women's Public Restroom | No | DEPT
[7 empty] | 0650 | 100 | NA | NA | XXX03 | Men's Public Restroom | No | DEPT
Chanute Facility #913 | (empty) | (empty) | (empty) | (empty) | (empty) | (empty) | N/A | (empty) | (empty) | (empty) | (empty) | Newly Installed South Restroom | (empty) | (empty)
Chanute Facility #914 | (empty) | (empty) | (empty) | (empty) | (empty) | (empty) | N/A | (empty) | (empty) | (empty) | (empty) | Newly Installed North Restroom | (empty) | (empty)

## 1112
Building Code | - multiple -
Building Name | Address | On or Off Campus | Ownership | State Supported | Auxiliary | Floor Code | Room Code | % of Space | Department Name | Org Code | Actual Room Use | Use Descrption | Split/Share | DOR | (empty)
Memorial Stadium | 1402 S First St | On | Owned | No | Yes | 01 | 1321 | 100 | NA | NA | XXX04 | Women's Public Restroom | No | DEPT
Water Survey Research Center #9 | 2210 Kirk Dr | On | Owned | Yes | No | 01 | 0900 | 100 | NA | NA | XXX04 | Women's Public Restroom | No | DEPT
[7 empty] | 0901 | 100 | NA | NA | XXX03 | Men's Public Restroom | No | DEPT
Chanute Facility #913 | (empty) | (empty) | (empty) | (empty) | (empty) | (empty) | N/A | (empty) | (empty) | (empty) | (empty) | Newly Installed South Restroom | (empty) | (empty)
Chanute Facility #914 | (empty) | (empty) | (empty) | (empty) | (empty) | (empty) | N/A | (empty) | (empty) | (empty) | (empty) | Newly Installed North Restroom | (empty) | (empty)

## 1114
Building Code | - multiple -
Building Name | Address | On or Off Campus | Ownership | State Supported | Auxiliary | Floor Code | Room Code | % of Space | Department Name | Org Code | Actual Room Use | Use Descrption | Split/Share | DOR | (empty)
1108 Stoughton St | 1108 Stoughton St | On | Owned | Yes | No | 00 | 0006 | 100 | NA | NA | XXX05 | All-Gender Public Restroom | No | DEPT
[6 empty] | 02 | 2004 | 100 | NA | NA | XXX05 | All-Gender Public Restroom | No | DEPT
[6 empty] | 03 | 3004 | 100 | NA | NA | XXX05 | All-Gender Public Restroom | No | DEPT
Memorial Stadium | 1402 S First St | On | Owned | No | Yes | 01 | 1321 | 100 | NA | NA | XXX04 | Women's Public Restroom | No | DEPT
Chanute Facility #913 | (empty) | (empty) | (empty) | (empty) | (empty) | (empty) | N/A | (empty) | (empty) | (empty) | (empty) | Newly Installed South Restroom | (empty) | (empty)
Chanute Facility #914 | (empty) | (empty) | (empty) | (empty) | (empty) | (empty) | N/A | (empty) | (empty) | (empty) | (empty) | Newly Installed North Restroom | (empty) | (empty)

## 1116
Building Code | - multiple -
Building Name | Address | On or Off Campus | Ownership | State Supported | Auxiliary | Floor Code | Room Code | % of Space | Department Name | Org Code | Actual Room Use | Use Descrption | Split/Share | DOR | (empty)
CERL - Main Building 2 | 2902 Newmark Dr | Off | Owned | No | No | 01 | 2108 | 100 | NA | NA | XXX04 | Women's Public Restroom | No | DEPT
[7 empty] | 2111 | 100 | NA | NA | XXX03 | Men's Public Restroom | No | DEPT
[7 empty] | 2162 | 100 | NA | NA | XXX11 | Shower Room | No | DEPT
[7 empty] | 2163 | 100 | NA | NA | XXX04 | Women's Public Restroom | No | DEPT
Memorial Stadium | 1402 S First St | On | Owned | No | Yes | 01 | 1321 | 100 | NA | NA | XXX04 | Women's Public Restroom | No | DEPT
Chanute Facility #913 | (empty) | (empty) | (empty) | (empty) | (empty) | (empty) | N/A | (empty) | (empty) | (empty) | (empty) | Newly Installed South Restroom | (empty) | (empty)
Chanute Facility #914 | (empty) | (empty) | (empty) | (empty) | (empty) | (empty) | N/A | (empty) | (empty) | (empty) | (empty) | Newly Installed North Restroom | (empty) | (empty)

## 1117
Building Code | - multiple -
Building Name | Address | On or Off Campus | Ownership | State Supported | Auxiliary | Floor Code | Room Code | % of Space | Department Name | Org Code | Actual Room Use | Use Descrption | Split/Share | DOR | (empty)
CERL - Main Building 3 | 2902 Newmark Dr | Off | Owned | No | No | 01 | 3004 | 100 | NA | NA | XXX04 | Women's Public Restroom | No | DEPT
[7 empty] | 3005 | 100 | NA | NA | XXX03 | Men's Public Restroom | No | DEPT
Memorial Stadium | 1402 S First St | On | Owned | No | Yes | 01 | 1321 | 100 | NA | NA | XXX04 | Women's Public Restroom | No | DEPT
Chanute Facility #913 | (empty) | (empty) | (empty) | (empty) | (empty) | (empty) | N/A | (empty) | (empty) | (empty) | (empty) | Newly Installed South Restroom | (empty) | (empty)
Chanute Facility #914 | (empty) | (empty) | (empty) | (empty) | (empty) | (empty) | N/A | (empty) | (empty) | (empty) | (empty) | Newly Installed North Restroom | (empty) | (empty)

## 1118
Building Code | - multiple -
Building Name | Address | On or Off Campus | Ownership | State Supported | Auxiliary | Floor Code | Room Code | % of Space | Department Name | Org Code | Actual Room Use | Use Descrption | Split/Share | DOR | (empty)
CERL - Tess Building | 2902 Newmark Dr | Off | Owned | No | No | 01 | 4101 | 100 | NA | NA | XXX04 | Women's Public Restroom | No | DEPT
[7 empty] | 4102 | 100 | NA | NA | XXX03 | Men's Public Restroom | No | DEPT
Memorial Stadium | 1402 S First St | On | Owned | No | Yes | 01 | 1321 | 100 | NA | NA | XXX04 | Women's Public Restroom | No | DEPT
Chanute Facility #913 | (empty) | (empty) | (empty) | (empty) | (empty) | (empty) | N/A | (empty) | (empty) | (empty) | (empty) | Newly Installed South Restroom | (empty) | (empty)
Chanute Facility #914 | (empty) | (empty) | (empty) | (empty) | (empty) | (empty) | N/A | (empty) | (empty) | (empty) | (empty) | Newly Installed North Restroom | (empty) | (empty)

## 1119
Building Code | - multiple -
Building Name | Address | On or Off Campus | Ownership | State Supported | Auxiliary | Floor Code | Room Code | % of Space | Department Name | Org Code | Actual Room Use | Use Descrption | Split/Share | DOR | (empty)
CERL - Solar House 6 | 2902 Newmark Dr | Off | Owned | No | No | 01 | 6004 | 100 | NA | NA | XXX05 | All-Gender Public Restroom | No | DEPT
Memorial Stadium | 1402 S First St | On | Owned | No | Yes | 01 | 1321 | 100 | NA | NA | XXX04 | Women's Public Restroom | No | DEPT
Chanute Facility #913 | (empty) | (empty) | (empty) | (empty) | (empty) | (empty) | N/A | (empty) | (empty) | (empty) | (empty) | Newly Installed South Restroom | (empty) | (empty)
Chanute Facility #914 | (empty) | (empty) | (empty) | (empty) | (empty) | (empty) | N/A | (empty) | (empty) | (empty) | (empty) | Newly Installed North Restroom | (empty) | (empty)

## 1131
Building Code | - multiple -
Building Name | Address | On or Off Campus | Ownership | State Supported | Auxiliary | Floor Code | Room Code | % of Space | Department Name | Org Code | Actual Room Use | Use Descrption | Split/Share | DOR | (empty)
201 W Curtis Rd | 201 W Curtis Rd | Off | Leased | No | No | 01 | 0101B | 100 | Technology Services | NTNT0798 | 31533 | Office Service - Restroom | No | DEPT
Memorial Stadium | 1402 S First St | On | Owned | No | Yes | 01 | 1321 | 100 | NA | NA | XXX04 | Women's Public Restroom | No | DEPT
Chanute Facility #913 | (empty) | (empty) | (empty) | (empty) | (empty) | (empty) | N/A | (empty) | (empty) | (empty) | (empty) | Newly Installed South Restroom | (empty) | (empty)
Chanute Facility #914 | (empty) | (empty) | (empty) | (empty) | (empty) | (empty) | N/A | (empty) | (empty) | (empty) | (empty) | Newly Installed North Restroom | (empty) | (empty)

## 1133
Building Code | - multiple -
Building Name | Address | On or Off Campus | Ownership | State Supported | Auxiliary | Floor Code | Room Code | % of Space | Department Name | Org Code | Actual Room Use | Use Descrption | Split/Share | DOR | (empty)
Christopher Hall | 904 W Nevada St | On | Owned | Yes | No | 00 | 0004 | 100 | NA | NA | XXX04 | Women's Public Restroom | No | DEPT
[7 empty] | 0006 | 100 | NA | NA | XXX03 | Men's Public Restroom | No | DEPT
[6 empty] | 01 | 1017 | 100 | NA | NA | XXX03 | Men's Public Restroom | No | DEPT
[7 empty] | 1021 | 100 | NA | NA | XXX04 | Women's Public Restroom | No | DEPT
[6 empty] | 02 | 2037 | 100 | NA | NA | XXX03 | Men's Public Restroom | No | DEPT
[7 empty] | 2037A | 100 | NA | NA | XXX04 | Women's Public Restroom | No | DEPT
Memorial Stadium | 1402 S First St | On | Owned | No | Yes | 01 | 1321 | 100 | NA | NA | XXX04 | Women's Public Restroom | No | DEPT
Chanute Facility #913 | (empty) | (empty) | (empty) | (empty) | (empty) | (empty) | N/A | (empty) | (empty) | (empty) | (empty) | Newly Installed South Restroom | (empty) | (empty)
Chanute Facility #914 | (empty) | (empty) | (empty) | (empty) | (empty) | (empty) | N/A | (empty) | (empty) | (empty) | (empty) | Newly Installed North Restroom | (empty) | (empty)

## 1139
Building Code | - multiple -
Building Name | Address | On or Off Campus | Ownership | State Supported | Auxiliary | Floor Code | Room Code | % of Space | Department Name | Org Code | Actual Room Use | Use Descrption | Split/Share | DOR | (empty)
Memorial Stadium | 1402 S First St | On | Owned | No | Yes | 01 | 1321 | 100 | NA | NA | XXX04 | Women's Public Restroom | No | DEPT
Water Survey Shop & Equip. Building #11 | 2208 Griffith Dr | On | Owned | Yes | No | 01 | 1108 | 100 | NA | NA | XXX04 | Women's Public Restroom | No | DEPT
[7 empty] | 1110 | 100 | NA | NA | XXX03 | Men's Public Restroom | No | DEPT
Chanute Facility #913 | (empty) | (empty) | (empty) | (empty) | (empty) | (empty) | N/A | (empty) | (empty) | (empty) | (empty) | Newly Installed South Restroom | (empty) | (empty)
Chanute Facility #914 | (empty) | (empty) | (empty) | (empty) | (empty) | (empty) | N/A | (empty) | (empty) | (empty) | (empty) | Newly Installed North Restroom | (empty) | (empty)

## 1140
Building Code | - multiple -
Building Name | Address | On or Off Campus | Ownership | State Supported | Auxiliary | Floor Code | Room Code | % of Space | Department Name | Org Code | Actual Room Use | Use Descrption | Split/Share | DOR | (empty)
Gregory Place I | 701 S Gregory St | On | Leased | No | No | 01 | 0008 | 100 | Minority Student Affairs | NJNJ0743 | 31533 | Office Service - Restroom | No | DEPT
[7 empty] | 0009 | 100 | Minority Student Affairs | NJNJ0743 | 31533 | Office Service - Restroom | No | DEPT
[7 empty] | 0021 | 100 | Minority Student Affairs | NJNJ0743 | 31533 | Office Service - Restroom | No | DEPT
[7 empty] | 0023 | 100 | Minority Student Affairs | NJNJ0743 | 31533 | Office Service - Restroom | No | DEPT
Memorial Stadium | 1402 S First St | On | Owned | No | Yes | 01 | 1321 | 100 | NA | NA | XXX04 | Women's Public Restroom | No | DEPT
Chanute Facility #913 | (empty) | (empty) | (empty) | (empty) | (empty) | (empty) | N/A | (empty) | (empty) | (empty) | (empty) | Newly Installed South Restroom | (empty) | (empty)
Chanute Facility #914 | (empty) | (empty) | (empty) | (empty) | (empty) | (empty) | N/A | (empty) | (empty) | (empty) | (empty) | Newly Installed North Restroom | (empty) | (empty)

## 1145
Building Code | - multiple -
Building Name | Address | On or Off Campus | Ownership | State Supported | Auxiliary | Floor Code | Room Code | % of Space | Department Name | Org Code | Actual Room Use | Use Descrption | Split/Share | DOR | (empty)
Asian American House | 1210 W Nevada St | On | Owned | Yes | No | 01 | 1024 | 100 | NA | NA | XXX04 | Women's Public Restroom | No | DEPT
[7 empty] | 1026 | 100 | NA | NA | XXX03 | Men's Public Restroom | No | DEPT
Memorial Stadium | 1402 S First St | On | Owned | No | Yes | 01 | 1321 | 100 | NA | NA | XXX04 | Women's Public Restroom | No | DEPT
Chanute Facility #913 | (empty) | (empty) | (empty) | (empty) | (empty) | (empty) | N/A | (empty) | (empty) | (empty) | (empty) | Newly Installed South Restroom | (empty) | (empty)
Chanute Facility #914 | (empty) | (empty) | (empty) | (empty) | (empty) | (empty) | N/A | (empty) | (empty) | (empty) | (empty) | Newly Installed North Restroom | (empty) | (empty)

## 1146
Building Code | - multiple -
Building Name | Address | On or Off Campus | Ownership | State Supported | Auxiliary | Floor Code | Room Code | % of Space | Department Name | Org Code | Actual Room Use | Use Descrption | Split/Share | DOR | (empty)
Memorial Stadium | 1402 S First St | On | Owned | No | Yes | 01 | 1321 | 100 | NA | NA | XXX04 | Women's Public Restroom | No | DEPT
S. Farms - Beef Cattle & Sheep Field Lab | 4900 S Race St | On | Owned | No | No | 01 | 1002A | 100 | NA | NA | XXX03 | Men's Public Restroom | No | DEPT
[7 empty] | 1008A | 100 | NA | NA | XXX04 | Women's Public Restroom | No | DEPT
Chanute Facility #913 | (empty) | (empty) | (empty) | (empty) | (empty) | (empty) | N/A | (empty) | (empty) | (empty) | (empty) | Newly Installed South Restroom | (empty) | (empty)
Chanute Facility #914 | (empty) | (empty) | (empty) | (empty) | (empty) | (empty) | N/A | (empty) | (empty) | (empty) | (empty) | Newly Installed North Restroom | (empty) | (empty)

## 1164
Building Code | - multiple -
Building Name | Address | On or Off Campus | Ownership | State Supported | Auxiliary | Floor Code | Room Code | % of Space | Department Name | Org Code | Actual Room Use | Use Descrption | Split/Share | DOR | (empty)
Memorial Stadium | 1402 S First St | On | Owned | No | Yes | 01 | 1321 | 100 | NA | NA | XXX04 | Women's Public Restroom | No | DEPT
S. Farms - Metabolism | 4900 S Race St | On | Owned | No | No | 01 | 0102A | 100 | NA | NA | XXX05 | All-Gender Public Restroom | No | DEPT
Chanute Facility #913 | (empty) | (empty) | (empty) | (empty) | (empty) | (empty) | N/A | (empty) | (empty) | (empty) | (empty) | Newly Installed South Restroom | (empty) | (empty)
Chanute Facility #914 | (empty) | (empty) | (empty) | (empty) | (empty) | (empty) | N/A | (empty) | (empty) | (empty) | (empty) | Newly Installed North Restroom | (empty) | (empty)

## 1165
Building Code | - multiple -
Building Name | Address | On or Off Campus | Ownership | State Supported | Auxiliary | Floor Code | Room Code | % of Space | Department Name | Org Code | Actual Room Use | Use Descrption | Split/Share | DOR | (empty)
Bee Research Facility | 3515 S Lincoln Ave | On | Owned | No | No | 01 | 1006 | 100 | NA | NA | XXX05 | All-Gender Public Restroom | No | DEPT
Memorial Stadium | 1402 S First St | On | Owned | No | Yes | 01 | 1321 | 100 | NA | NA | XXX04 | Women's Public Restroom | No | DEPT
Chanute Facility #913 | (empty) | (empty) | (empty) | (empty) | (empty) | (empty) | N/A | (empty) | (empty) | (empty) | (empty) | Newly Installed South Restroom | (empty) | (empty)
Chanute Facility #914 | (empty) | (empty) | (empty) | (empty) | (empty) | (empty) | N/A | (empty) | (empty) | (empty) | (empty) | Newly Installed North Restroom | (empty) | (empty)

## 1187
Building Code | - multiple -
Building Name | Address | On or Off Campus | Ownership | State Supported | Auxiliary | Floor Code | Room Code | % of Space | Department Name | Org Code | Actual Room Use | Use Descrption | Split/Share | DOR | (empty)
Indoor Golf Facility | 1415 St Marys Rd | On | Owned | No | Yes | 01 | 1009 | 100 | NA | NA | XXX05 | All-Gender Public Restroom | No | DEPT
[7 empty] | 1010 | 100 | NA | NA | XXX03 | Men's Public Restroom | No | DEPT
[7 empty] | 1014 | 100 | Intercollegiate Athletics | NUNU0336 | 52570 | Athletic_Physical Education Service - Restroom | No | DEPT
[7 empty] | 1014A | 100 | Intercollegiate Athletics | NUNU0336 | 52505 | Athletic_Physical Education Service - Locker Room | No | DEPT
[7 empty] | 1014B | 100 | Intercollegiate Athletics | NUNU0336 | 52570 | Athletic_Physical Education Service - Restroom | No | DEPT
[7 empty] | 1016 | 100 | Intercollegiate Athletics | NUNU0336 | 52570 | Athletic_Physical Education Service - Restroom | No | DEPT
[7 empty] | 1016A | 100 | Intercollegiate Athletics | NUNU0336 | 52505 | Athletic_Physical Education Service - Locker Room | No | DEPT
[7 empty] | 1016B | 100 | NA | NA | XXX03 | Men's Public Restroom | No | DEPT
Memorial Stadium | 1402 S First St | On | Owned | No | Yes | 01 | 1321 | 100 | NA | NA | XXX04 | Women's Public Restroom | No | DEPT
Chanute Facility #913 | (empty) | (empty) | (empty) | (empty) | (empty) | (empty) | N/A | (empty) | (empty) | (empty) | (empty) | Newly Installed South Restroom | (empty) | (empty)
Chanute Facility #914 | (empty) | (empty) | (empty) | (empty) | (empty) | (empty) | N/A | (empty) | (empty) | (empty) | (empty) | Newly Installed North Restroom | (empty) | (empty)

## 1191
Building Code | - multiple -
Building Name | Address | On or Off Campus | Ownership | State Supported | Auxiliary | Floor Code | Room Code | % of Space | Department Name | Org Code | Actual Room Use | Use Descrption | Split/Share | DOR | (empty)
Flightstar Hangar #8 | 7 Airport Rd | Off | Owned | No | Yes | 01 | 1102 | 100 | NA | NA | XXX04 | Women's Public Restroom | No | DEPT
[7 empty] | 1104 | 100 | NA | NA | XXX03 | Men's Public Restroom | No | DEPT
[7 empty] | 1107 | 100 | NA | NA | XXX03 | Men's Public Restroom | No | DEPT
[7 empty] | 1109 | 100 | NA | NA | XXX04 | Women's Public Restroom | No | DEPT
Memorial Stadium | 1402 S First St | On | Owned | No | Yes | 01 | 1321 | 100 | NA | NA | XXX04 | Women's Public Restroom | No | DEPT
Chanute Facility #913 | (empty) | (empty) | (empty) | (empty) | (empty) | (empty) | N/A | (empty) | (empty) | (empty) | (empty) | Newly Installed South Restroom | (empty) | (empty)
Chanute Facility #914 | (empty) | (empty) | (empty) | (empty) | (empty) | (empty) | N/A | (empty) | (empty) | (empty) | (empty) | Newly Installed North Restroom | (empty) | (empty)

## 1206
Building Code | - multiple -
Building Name | Address | On or Off Campus | Ownership | State Supported | Auxiliary | Floor Code | Room Code | % of Space | Department Name | Org Code | Actual Room Use | Use Descrption | Split/Share | DOR | (empty)
Business Instructional Facility | 515 Gregory Dr | On | Owned | Yes | No | 01 | 1005 | 100 | NA | NA | XXX04 | Women's Public Restroom | No | DEPT
[7 empty] | 1007 | 100 | NA | NA | XXX03 | Men's Public Restroom | No | DEPT
[7 empty] | 1047 | 100 | NA | NA | XXX03 | Men's Public Restroom | No | DEPT
[7 empty] | 1051 | 100 | NA | NA | XXX04 | Women's Public Restroom | No | DEPT
[6 empty] | 02 | 2010 | 100 | NA | NA | XXX03 | Men's Public Restroom | No | DEPT
[7 empty] | 2013 | 100 | NA | NA | XXX04 | Women's Public Restroom | No | DEPT
[7 empty] | 2051 | 100 | NA | NA | XXX03 | Men's Public Restroom | No | DEPT
[7 empty] | 2053 | 100 | NA | NA | XXX04 | Women's Public Restroom | No | DEPT
[6 empty] | 03 | 3010 | 100 | NA | NA | XXX03 | Men's Public Restroom | No | DEPT
[7 empty] | 3013 | 100 | NA | NA | XXX04 | Women's Public Restroom | No | DEPT
[7 empty] | 3051 | 100 | NA | NA | XXX03 | Men's Public Restroom | No | DEPT
[7 empty] | 3053 | 100 | NA | NA | XXX04 | Women's Public Restroom | No | DEPT
[6 empty] | 04 | 4023 | 100 | NA | NA | XXX04 | Women's Public Restroom | No | DEPT
[7 empty] | 4025 | 100 | NA | NA | XXX03 | Men's Public Restroom | No | DEPT
Memorial Stadium | 1402 S First St | On | Owned | No | Yes | 01 | 1321 | 100 | NA | NA | XXX04 | Women's Public Restroom | No | DEPT
Chanute Facility #913 | (empty) | (empty) | (empty) | (empty) | (empty) | (empty) | N/A | (empty) | (empty) | (empty) | (empty) | Newly Installed South Restroom | (empty) | (empty)
Chanute Facility #914 | (empty) | (empty) | (empty) | (empty) | (empty) | (empty) | N/A | (empty) | (empty) | (empty) | (empty) | Newly Installed North Restroom | (empty) | (empty)

## 1207
Building Code | - multiple -
Building Name | Address | On or Off Campus | Ownership | State Supported | Auxiliary | Floor Code | Room Code | % of Space | Department Name | Org Code | Actual Room Use | Use Descrption | Split/Share | DOR | (empty)
528 E Green St | 528 E Green St | On | Leased | No | No | 02 | 0232 | 100 | Office of Corporate Relations | NENE0658 | 31533 | Office Service - Restroom | No | DEPT
[7 empty] | 0234 | 100 | Office of Corporate Relations | NENE0658 | 31533 | Office Service - Restroom | No | DEPT
Memorial Stadium | 1402 S First St | On | Owned | No | Yes | 01 | 1321 | 100 | NA | NA | XXX04 | Women's Public Restroom | No | DEPT
Chanute Facility #913 | (empty) | (empty) | (empty) | (empty) | (empty) | (empty) | N/A | (empty) | (empty) | (empty) | (empty) | Newly Installed South Restroom | (empty) | (empty)
Chanute Facility #914 | (empty) | (empty) | (empty) | (empty) | (empty) | (empty) | N/A | (empty) | (empty) | (empty) | (empty) | Newly Installed North Restroom | (empty) | (empty)

## 1209
Building Code | - multiple -
Building Name | Address | On or Off Campus | Ownership | State Supported | Auxiliary | Floor Code | Room Code | % of Space | Department Name | Org Code | Actual Room Use | Use Descrption | Split/Share | DOR | (empty)
Engineering Student Project Laboratory | 1015 Springfield Ave | On | Owned | No | No | 01 | 115 | 100 | NA | NA | XXX04 | Women's Public Restroom | No | DEPT
[7 empty] | 116 | 100 | NA | NA | XXX03 | Men's Public Restroom | No | DEPT
Memorial Stadium | 1402 S First St | On | Owned | No | Yes | 01 | 1321 | 100 | NA | NA | XXX04 | Women's Public Restroom | No | DEPT
Chanute Facility #913 | (empty) | (empty) | (empty) | (empty) | (empty) | (empty) | N/A | (empty) | (empty) | (empty) | (empty) | Newly Installed South Restroom | (empty) | (empty)
Chanute Facility #914 | (empty) | (empty) | (empty) | (empty) | (empty) | (empty) | N/A | (empty) | (empty) | (empty) | (empty) | Newly Installed North Restroom | (empty) | (empty)

## 1214
Building Code | - multiple -
Building Name | Address | On or Off Campus | Ownership | State Supported | Auxiliary | Floor Code | Room Code | % of Space | Department Name | Org Code | Actual Room Use | Use Descrption | Split/Share | DOR | (empty)
Conference Center | 111 Saint Mary's Rd | On | Owned | No | No | 01 | 1022 | 100 | NA | NA | XXX03 | Men's Public Restroom | No | DEPT
[7 empty] | 1026 | 100 | NA | NA | XXX04 | Women's Public Restroom | No | DEPT
[7 empty] | 1052 | 100 | NA | NA | XXX04 | Women's Public Restroom | No | DEPT
[7 empty] | 1056 | 100 | NA | NA | XXX03 | Men's Public Restroom | No | DEPT
Memorial Stadium | 1402 S First St | On | Owned | No | Yes | 01 | 1321 | 100 | NA | NA | XXX04 | Women's Public Restroom | No | DEPT
Chanute Facility #913 | (empty) | (empty) | (empty) | (empty) | (empty) | (empty) | N/A | (empty) | (empty) | (empty) | (empty) | Newly Installed South Restroom | (empty) | (empty)
Chanute Facility #914 | (empty) | (empty) | (empty) | (empty) | (empty) | (empty) | N/A | (empty) | (empty) | (empty) | (empty) | Newly Installed North Restroom | (empty) | (empty)

## 1216
Building Code | - multiple -
Building Name | Address | On or Off Campus | Ownership | State Supported | Auxiliary | Floor Code | Room Code | % of Space | Department Name | Org Code | Actual Room Use | Use Descrption | Split/Share | DOR | (empty)
Memorial Stadium | 1402 S First St | On | Owned | No | Yes | 01 | 1321 | 100 | NA | NA | XXX04 | Women's Public Restroom | No | DEPT
Poultry Cage House #3 | 4513 S Race St | On | Owned | No | No | 01 | 3105 | 100 | NA | NA | XXX05 | All-Gender Public Restroom | No | DEPT
Chanute Facility #913 | (empty) | (empty) | (empty) | (empty) | (empty) | (empty) | N/A | (empty) | (empty) | (empty) | (empty) | Newly Installed South Restroom | (empty) | (empty)
Chanute Facility #914 | (empty) | (empty) | (empty) | (empty) | (empty) | (empty) | N/A | (empty) | (empty) | (empty) | (empty) | Newly Installed North Restroom | (empty) | (empty)

## 1217
Building Code | - multiple -
Building Name | Address | On or Off Campus | Ownership | State Supported | Auxiliary | Floor Code | Room Code | % of Space | Department Name | Org Code | Actual Room Use | Use Descrption | Split/Share | DOR | (empty)
Ashton Woods Apartments Office | 2221 S First St | On | Owned | No | Yes | 01 | 0105 | 100 | NA | NA | XXX05 | All-Gender Public Restroom | No | DEPT
Memorial Stadium | 1402 S First St | On | Owned | No | Yes | 01 | 1321 | 100 | NA | NA | XXX04 | Women's Public Restroom | No | DEPT
Chanute Facility #913 | (empty) | (empty) | (empty) | (empty) | (empty) | (empty) | N/A | (empty) | (empty) | (empty) | (empty) | Newly Installed South Restroom | (empty) | (empty)
Chanute Facility #914 | (empty) | (empty) | (empty) | (empty) | (empty) | (empty) | N/A | (empty) | (empty) | (empty) | (empty) | Newly Installed North Restroom | (empty) | (empty)

## 1233
Building Code | - multiple -
Building Name | Address | On or Off Campus | Ownership | State Supported | Auxiliary | Floor Code | Room Code | % of Space | Department Name | Org Code | Actual Room Use | Use Descrption | Split/Share | DOR | (empty)
Integrated Bioprocessing Research Laboratory | 1300 W Pennsylvania Ave | On | Owned | Yes | No | 00 | 0008 | 100 | NA | NA | XXX04 | Women's Public Restroom | No | DEPT
[7 empty] | 0012 | 100 | NA | NA | XXX03 | Men's Public Restroom | No | DEPT
[6 empty] | 01 | 1020 | 100 | NA | NA | XXX03 | Men's Public Restroom | No | DEPT
[7 empty] | 1022 | 100 | NA | NA | XXX04 | Women's Public Restroom | No | DEPT
[7 empty] | 1034 | 100 | NA | NA | XXX05 | All-Gender Public Restroom | No | DEPT
[6 empty] | 02 | 2020 | 100 | NA | NA | XXX03 | Men's Public Restroom | No | DEPT
[7 empty] | 2022 | 100 | NA | NA | XXX04 | Women's Public Restroom | No | DEPT
[7 empty] | 2061 | 100 | NA | NA | XXX03 | Men's Public Restroom | No | DEPT
[7 empty] | 2062 | 100 | NA | NA | XXX04 | Women's Public Restroom | No | DEPT
Memorial Stadium | 1402 S First St | On | Owned | No | Yes | 01 | 1321 | 100 | NA | NA | XXX04 | Women's Public Restroom | No | DEPT
Chanute Facility #913 | (empty) | (empty) | (empty) | (empty) | (empty) | (empty) | N/A | (empty) | (empty) | (empty) | (empty) | Newly Installed South Restroom | (empty) | (empty)
Chanute Facility #914 | (empty) | (empty) | (empty) | (empty) | (empty) | (empty) | N/A | (empty) | (empty) | (empty) | (empty) | Newly Installed North Restroom | (empty) | (empty)

## 1238
Building Code | - multiple -
Building Name | Address | On or Off Campus | Ownership | State Supported | Auxiliary | Floor Code | Room Code | % of Space | Department Name | Org Code | Actual Room Use | Use Descrption | Split/Share | DOR | (empty)
Memorial Stadium | 1402 S First St | On | Owned | No | Yes | 01 | 1321 | 100 | NA | NA | XXX04 | Women's Public Restroom | No | DEPT
Poultry Rooster House | 4513 S Race St | On | Owned | No | No | 01 | 6101 | 100 | Animal Sciences | KLKL0538 | 91900 | Toilet or Bath | No | DEPT
Chanute Facility #913 | (empty) | (empty) | (empty) | (empty) | (empty) | (empty) | N/A | (empty) | (empty) | (empty) | (empty) | Newly Installed South Restroom | (empty) | (empty)
Chanute Facility #914 | (empty) | (empty) | (empty) | (empty) | (empty) | (empty) | N/A | (empty) | (empty) | (empty) | (empty) | Newly Installed North Restroom | (empty) | (empty)

## 1240
Building Code | - multiple -
Building Name | Address | On or Off Campus | Ownership | State Supported | Auxiliary | Floor Code | Room Code | % of Space | Department Name | Org Code | Actual Room Use | Use Descrption | Split/Share | DOR | (empty)
Airport Hangar #9 | 7 Airport Rd | Off | Owned | No | Yes | 01 | 0102 | 100 | NA | NA | XXX04 | Women's Public Restroom | No | DEPT
[7 empty] | 0103 | 100 | NA | NA | XXX03 | Men's Public Restroom | No | DEPT
Memorial Stadium | 1402 S First St | On | Owned | No | Yes | 01 | 1321 | 100 | NA | NA | XXX04 | Women's Public Restroom | No | DEPT
Chanute Facility #913 | (empty) | (empty) | (empty) | (empty) | (empty) | (empty) | N/A | (empty) | (empty) | (empty) | (empty) | Newly Installed South Restroom | (empty) | (empty)
Chanute Facility #914 | (empty) | (empty) | (empty) | (empty) | (empty) | (empty) | N/A | (empty) | (empty) | (empty) | (empty) | Newly Installed North Restroom | (empty) | (empty)

## 1241
Building Code | - multiple -
Building Name | Address | On or Off Campus | Ownership | State Supported | Auxiliary | Floor Code | Room Code | % of Space | Department Name | Org Code | Actual Room Use | Use Descrption | Split/Share | DOR | (empty)
Gregory Place II | 700 S Gregory St, 1010 W Nevada St | On | Leased | Split | No | 02 | 2002M | 100 | School of Social Work | LLLL0783 | 31533 | Office Service - Restroom | No | DEPT
[7 empty] | 2004 | 100 | School of Social Work | LLLL0783 | 11503 | Classroom Service - Restroom | No | DEPT
[7 empty] | 2006 | 100 | School of Social Work | LLLL0783 | 11503 | Classroom Service - Restroom | No | DEPT
[7 empty] | 2007 | 100 | School of Social Work | LLLL0783 | 11503 | Classroom Service - Restroom | No | DEPT
[7 empty] | 2069 | 100 | School of Social Work | LLLL0783 | 11503 | Classroom Service - Restroom | No | DEPT
[7 empty] | 2080R | 100 | School of Social Work | LLLL0783 | 31533 | Office Service - Restroom | No | DEPT
[7 empty] | 2132 | 100 | School of Social Work | LLLL0783 | 11503 | Classroom Service - Restroom | No | DEPT
[7 empty] | 2134 | 100 | School of Social Work | LLLL0783 | 11503 | Classroom Service - Restroom | No | DEPT
Memorial Stadium | 1402 S First St | On | Owned | No | Yes | 01 | 1321 | 100 | NA | NA | XXX04 | Women's Public Restroom | No | DEPT
Chanute Facility #913 | (empty) | (empty) | (empty) | (empty) | (empty) | (empty) | N/A | (empty) | (empty) | (empty) | (empty) | Newly Installed South Restroom | (empty) | (empty)
Chanute Facility #914 | (empty) | (empty) | (empty) | (empty) | (empty) | (empty) | N/A | (empty) | (empty) | (empty) | (empty) | Newly Installed North Restroom | (empty) | (empty)

## 1244
Building Code | - multiple -
Building Name | Address | On or Off Campus | Ownership | State Supported | Auxiliary | Floor Code | Room Code | % of Space | Department Name | Org Code | Actual Room Use | Use Descrption | Split/Share | DOR | (empty)
Memorial Stadium | 1402 S First St | On | Owned | No | Yes | 01 | 1321 | 100 | NA | NA | XXX04 | Women's Public Restroom | No | DEPT
National Petascale Computing Facility | 1725 S Oak St | On | Owned | No | No | 02 | 2001B | 100 | NA | NA | XXX05 | All-Gender Public Restroom | No | DEPT
[7 empty] | 2088A | 100 | Supercomputing Applications | NPNP0320 | 31533 | Office Service - Restroom | No | DEPT
[7 empty] | 2088B | 100 | Supercomputing Applications | NPNP0320 | 31533 | Office Service - Restroom | No | DEPT
Chanute Facility #913 | (empty) | (empty) | (empty) | (empty) | (empty) | (empty) | N/A | (empty) | (empty) | (empty) | (empty) | Newly Installed South Restroom | (empty) | (empty)
Chanute Facility #914 | (empty) | (empty) | (empty) | (empty) | (empty) | (empty) | N/A | (empty) | (empty) | (empty) | (empty) | Newly Installed North Restroom | (empty) | (empty)

## 1247
Building Code | - multiple -
Building Name | Address | On or Off Campus | Ownership | State Supported | Auxiliary | Floor Code | Room Code | % of Space | Department Name | Org Code | Actual Room Use | Use Descrption | Split/Share | DOR | (empty)
Memorial Stadium | 1402 S First St | On | Owned | No | Yes | 01 | 1321 | 100 | NA | NA | XXX04 | Women's Public Restroom | No | DEPT
Student Dining and Residential Programs Building | 301 Gregory Dr | On | Owned | No | Yes | 00 | 0069 | 100 | NA | NA | XXX03 | Men's Public Restroom | No | DEPT
[7 empty] | 0071 | 100 | NA | NA | XXX04 | Women's Public Restroom | No | DEPT
[6 empty] | 01 | 1013 | 100 | NA | NA | XXX03 | Men's Public Restroom | No | DEPT
[7 empty] | 1015 | 100 | NA | NA | XXX04 | Women's Public Restroom | No | DEPT
[6 empty] | 02 | 2013 | 100 | NA | NA | XXX03 | Men's Public Restroom | No | DEPT
[7 empty] | 2015 | 100 | NA | NA | XXX04 | Women's Public Restroom | No | DEPT
Chanute Facility #913 | (empty) | (empty) | (empty) | (empty) | (empty) | (empty) | N/A | (empty) | (empty) | (empty) | (empty) | Newly Installed South Restroom | (empty) | (empty)
Chanute Facility #914 | (empty) | (empty) | (empty) | (empty) | (empty) | (empty) | N/A | (empty) | (empty) | (empty) | (empty) | Newly Installed North Restroom | (empty) | (empty)

## 1248
Building Code | - multiple -
Building Name | Address | On or Off Campus | Ownership | State Supported | Auxiliary | Floor Code | Room Code | % of Space | Department Name | Org Code | Actual Room Use | Use Descrption | Split/Share | DOR | (empty)
Ikenberry Commons - Timothy J. Nugent Hall | 207 Gregory Dr | On | Owned | No | Yes | 04 | 4002 | 100 | NA | NA | XXX04 | Women's Public Restroom | No | DEPT
[7 empty] | 4010 | 100 | NA | NA | XXX03 | Men's Public Restroom | No | DEPT
[7 empty] | 4024 | 100 | NA | NA | XXX04 | Women's Public Restroom | No | DEPT
[7 empty] | 4034 | 100 | NA | NA | XXX03 | Men's Public Restroom | No | DEPT
Memorial Stadium | 1402 S First St | On | Owned | No | Yes | 01 | 1321 | 100 | NA | NA | XXX04 | Women's Public Restroom | No | DEPT
Chanute Facility #913 | (empty) | (empty) | (empty) | (empty) | (empty) | (empty) | N/A | (empty) | (empty) | (empty) | (empty) | Newly Installed South Restroom | (empty) | (empty)
Chanute Facility #914 | (empty) | (empty) | (empty) | (empty) | (empty) | (empty) | N/A | (empty) | (empty) | (empty) | (empty) | Newly Installed North Restroom | (empty) | (empty)

## 1249
Building Code | - multiple -
Building Name | Address | On or Off Campus | Ownership | State Supported | Auxiliary | Floor Code | Room Code | % of Space | Department Name | Org Code | Actual Room Use | Use Descrption | Split/Share | DOR | (empty)
Ikenberry Commons - Wassaja Hall | 1202 S First St | On | Owned | No | Yes | 00 | 0007 | 100 | NA | NA | XXX05 | All-Gender Public Restroom | No | DEPT
[7 empty] | 0009 | 100 | NA | NA | XXX05 | All-Gender Public Restroom | No | DEPT
[6 empty] | 01 | 1132 | 100 | NA | NA | XXX03 | Men's Public Restroom | No | DEPT
[7 empty] | 1134 | 100 | NA | NA | XXX05 | All-Gender Public Restroom | No | DEPT
[7 empty] | 1136 | 100 | NA | NA | XXX04 | Women's Public Restroom | No | DEPT
Memorial Stadium | 1402 S First St | On | Owned | No | Yes | 01 | 1321 | 100 | NA | NA | XXX04 | Women's Public Restroom | No | DEPT
Chanute Facility #913 | (empty) | (empty) | (empty) | (empty) | (empty) | (empty) | N/A | (empty) | (empty) | (empty) | (empty) | Newly Installed South Restroom | (empty) | (empty)
Chanute Facility #914 | (empty) | (empty) | (empty) | (empty) | (empty) | (empty) | N/A | (empty) | (empty) | (empty) | (empty) | Newly Installed North Restroom | (empty) | (empty)

## 1252
Building Code | - multiple -
Building Name | Address | On or Off Campus | Ownership | State Supported | Auxiliary | Floor Code | Room Code | % of Space | Department Name | Org Code | Actual Room Use | Use Descrption | Split/Share | DOR | (empty)
Ikenberry Commons - Bousfield Hall | 1214 S First St | On | Owned | No | Yes | 00 | 0112 | 100 | NA | NA | XXX05 | All-Gender Public Restroom | No | DEPT
[7 empty] | 0113 | 100 | NA | NA | XXX05 | All-Gender Public Restroom | No | DEPT
[6 empty] | 01 | 1037 | 100 | NA | NA | XXX03 | Men's Public Restroom | No | DEPT
[7 empty] | 1039 | 100 | NA | NA | XXX04 | Women's Public Restroom | No | DEPT
[7 empty] | 1041 | 100 | NA | NA | XXX05 | All-Gender Public Restroom | No | DEPT
Memorial Stadium | 1402 S First St | On | Owned | No | Yes | 01 | 1321 | 100 | NA | NA | XXX04 | Women's Public Restroom | No | DEPT
Chanute Facility #913 | (empty) | (empty) | (empty) | (empty) | (empty) | (empty) | N/A | (empty) | (empty) | (empty) | (empty) | Newly Installed South Restroom | (empty) | (empty)
Chanute Facility #914 | (empty) | (empty) | (empty) | (empty) | (empty) | (empty) | N/A | (empty) | (empty) | (empty) | (empty) | Newly Installed North Restroom | (empty) | (empty)

## 1258
Building Code | - multiple -
Building Name | Address | On or Off Campus | Ownership | State Supported | Auxiliary | Floor Code | Room Code | % of Space | Department Name | Org Code | Actual Room Use | Use Descrption | Split/Share | DOR | (empty)
Fruit Research Farm - Admin. Building | 2711 S Race St | On | Owned | No | No | 01 | 1012 | 100 | NA | NA | XXX04 | Women's Public Restroom | No | DEPT
[7 empty] | 1013 | 100 | NA | NA | XXX03 | Men's Public Restroom | No | DEPT
Memorial Stadium | 1402 S First St | On | Owned | No | Yes | 01 | 1321 | 100 | NA | NA | XXX04 | Women's Public Restroom | No | DEPT
Chanute Facility #913 | (empty) | (empty) | (empty) | (empty) | (empty) | (empty) | N/A | (empty) | (empty) | (empty) | (empty) | Newly Installed South Restroom | (empty) | (empty)
Chanute Facility #914 | (empty) | (empty) | (empty) | (empty) | (empty) | (empty) | N/A | (empty) | (empty) | (empty) | (empty) | Newly Installed North Restroom | (empty) | (empty)

## 1261
Building Code | - multiple -
Building Name | Address | On or Off Campus | Ownership | State Supported | Auxiliary | Floor Code | Room Code | % of Space | Department Name | Org Code | Actual Room Use | Use Descrption | Split/Share | DOR | (empty)
FSI - Learning Resource Research Center | 25 Gerty Dr | On | Owned | No | No | 00 | 0001 | 100 | NA | NA | XXX04 | Women's Public Restroom | No | DEPT
[7 empty] | 0003 | 100 | NA | NA | XXX03 | Men's Public Restroom | No | DEPT
[6 empty] | 01 | 1008 | 100 | NA | NA | XXX03 | Men's Public Restroom | No | DEPT
[7 empty] | 1010A | 100 | NA | NA | XXX04 | Women's Public Restroom | No | DEPT
Memorial Stadium | 1402 S First St | On | Owned | No | Yes | 01 | 1321 | 100 | NA | NA | XXX04 | Women's Public Restroom | No | DEPT
Chanute Facility #913 | (empty) | (empty) | (empty) | (empty) | (empty) | (empty) | N/A | (empty) | (empty) | (empty) | (empty) | Newly Installed South Restroom | (empty) | (empty)
Chanute Facility #914 | (empty) | (empty) | (empty) | (empty) | (empty) | (empty) | N/A | (empty) | (empty) | (empty) | (empty) | Newly Installed North Restroom | (empty) | (empty)

## 1262
Building Code | - multiple -
Building Name | Address | On or Off Campus | Ownership | State Supported | Auxiliary | Floor Code | Room Code | % of Space | Department Name | Org Code | Actual Room Use | Use Descrption | Split/Share | DOR | (empty)
507 E Green St | 507 E Green St | On | Leased | No | No | 03 | 0306 | 25 | Creative Services | NHNH0645 | 31533 | Office Service - Restroom | Shared | DEPT
[7 empty] | 0307 | 25 | Public Affairs | NHNH0243 | 31533 | Office Service - Restroom | Shared | DEPT
[6 empty] | 04 | 0456 | 33.33 | Public Affairs | NHNH0243 | 31533 | Office Service - Restroom | Shared | DEPT
[7 empty] | 0457 | 33.33 | Public Affairs | NHNH0243 | 31533 | Office Service - Restroom | Shared | DEPT
[6 empty] | 05 | 0506 | 100 | OBFS - Business Sol & Supp Ops | AFAF0204 | 31533 | Office Service - Restroom | No | DEPT
[7 empty] | 0507 | 100 | OBFS - Business Sol & Supp Ops | AFAF0204 | 31533 | Office Service - Restroom | No | DEPT
[6 empty] | 06 | 0627 | 100 | U of I Foundation | AMAM0813 | 31533 | Office Service - Restroom | No | DEPT
[7 empty] | 0629 | 100 | U of I Foundation | AMAM0813 | 31533 | Office Service - Restroom | No | DEPT
[6 empty] | 07 | 0735 | 100 | U of I Foundation | AMAM0813 | 31533 | Office Service - Restroom | No | DEPT
[7 empty] | 0736 | 100 | U of I Foundation | AMAM0813 | 31533 | Office Service - Restroom | No | DEPT
Memorial Stadium | 1402 S First St | On | Owned | No | Yes | 01 | 1321 | 100 | NA | NA | XXX04 | Women's Public Restroom | No | DEPT
Chanute Facility #913 | (empty) | (empty) | (empty) | (empty) | (empty) | (empty) | N/A | (empty) | (empty) | (empty) | (empty) | Newly Installed South Restroom | (empty) | (empty)
Chanute Facility #914 | (empty) | (empty) | (empty) | (empty) | (empty) | (empty) | N/A | (empty) | (empty) | (empty) | (empty) | Newly Installed North Restroom | (empty) | (empty)

## 1265
Building Code | - multiple -
Building Name | Address | On or Off Campus | Ownership | State Supported | Auxiliary | Floor Code | Room Code | % of Space | Department Name | Org Code | Actual Room Use | Use Descrption | Split/Share | DOR | (empty)
Memorial Stadium | 1402 S First St | On | Owned | No | Yes | 01 | 1321 | 100 | NA | NA | XXX04 | Women's Public Restroom | No | DEPT
Vermillion Development Building | 901 W University Ave | On | Leased | No | No | 01 | 0111 | 100 | Office of the Chancellor | NANA0700 | 31533 | Office Service - Restroom | No | DEPT
[7 empty] | 0112 | 100 | Office of the Chancellor | NANA0700 | 31533 | Office Service - Restroom | No | DEPT
[6 empty] | 02 | 0230 | 100 | Interdis Health Sci Institute | NPNP0520 | 31533 | Office Service - Restroom | No | DEPT
[7 empty] | 0231 | 100 | Interdis Health Sci Institute | NPNP0520 | 31533 | Office Service - Restroom | No | DEPT
Chanute Facility #913 | (empty) | (empty) | (empty) | (empty) | (empty) | (empty) | N/A | (empty) | (empty) | (empty) | (empty) | Newly Installed South Restroom | (empty) | (empty)
Chanute Facility #914 | (empty) | (empty) | (empty) | (empty) | (empty) | (empty) | N/A | (empty) | (empty) | (empty) | (empty) | Newly Installed North Restroom | (empty) | (empty)

## 1267
Building Code | - multiple -
Building Name | Address | On or Off Campus | Ownership | State Supported | Auxiliary | Floor Code | Room Code | % of Space | Department Name | Org Code | Actual Room Use | Use Descrption | Split/Share | DOR | (empty)
Energy Farm Shed South Farms | 4110 S Race St | On | Owned | Yes | No | 01 | 0105 | 100 | NA | NA | XXX05 | All-Gender Public Restroom | No | DEPT
[7 empty] | 0106 | 100 | NA | NA | XXX05 | All-Gender Public Restroom | No | DEPT
Memorial Stadium | 1402 S First St | On | Owned | No | Yes | 01 | 1321 | 100 | NA | NA | XXX04 | Women's Public Restroom | No | DEPT
Chanute Facility #913 | (empty) | (empty) | (empty) | (empty) | (empty) | (empty) | N/A | (empty) | (empty) | (empty) | (empty) | Newly Installed South Restroom | (empty) | (empty)
Chanute Facility #914 | (empty) | (empty) | (empty) | (empty) | (empty) | (empty) | N/A | (empty) | (empty) | (empty) | (empty) | Newly Installed North Restroom | (empty) | (empty)

## 1268
Building Code | - multiple -
Building Name | Address | On or Off Campus | Ownership | State Supported | Auxiliary | Floor Code | Room Code | % of Space | Department Name | Org Code | Actual Room Use | Use Descrption | Split/Share | DOR | (empty)
Memorial Stadium | 1402 S First St | On | Owned | No | Yes | 01 | 1321 | 100 | NA | NA | XXX04 | Women's Public Restroom | No | DEPT
Robert A. Evers Laboratory | 1909 S Oak St | On | Owned | Yes | No | 01 | 1013 | 100 | NA | NA | XXX03 | Men's Public Restroom | No | DEPT
[7 empty] | 1015 | 100 | NA | NA | XXX04 | Women's Public Restroom | No | DEPT
[6 empty] | 02 | 2006 | 100 | NA | NA | XXX03 | Men's Public Restroom | No | DEPT
[7 empty] | 2008 | 100 | NA | NA | XXX04 | Women's Public Restroom | No | DEPT
Chanute Facility #913 | (empty) | (empty) | (empty) | (empty) | (empty) | (empty) | N/A | (empty) | (empty) | (empty) | (empty) | Newly Installed South Restroom | (empty) | (empty)
Chanute Facility #914 | (empty) | (empty) | (empty) | (empty) | (empty) | (empty) | N/A | (empty) | (empty) | (empty) | (empty) | Newly Installed North Restroom | (empty) | (empty)

## 1269
Building Code | - multiple -
Building Name | Address | On or Off Campus | Ownership | State Supported | Auxiliary | Floor Code | Room Code | % of Space | Department Name | Org Code | Actual Room Use | Use Descrption | Split/Share | DOR | (empty)
Eichelberger Field - Concessions | 1201 W Florida Ave | On | Owned | No | Yes | 01 | 0101 | 100 | NA | NA | XXX04 | Women's Public Restroom | No | DEPT
[7 empty] | 0102 | 100 | NA | NA | XXX03 | Men's Public Restroom | No | DEPT
Memorial Stadium | 1402 S First St | On | Owned | No | Yes | 01 | 1321 | 100 | NA | NA | XXX04 | Women's Public Restroom | No | DEPT
Chanute Facility #913 | (empty) | (empty) | (empty) | (empty) | (empty) | (empty) | N/A | (empty) | (empty) | (empty) | (empty) | Newly Installed South Restroom | (empty) | (empty)
Chanute Facility #914 | (empty) | (empty) | (empty) | (empty) | (empty) | (empty) | N/A | (empty) | (empty) | (empty) | (empty) | Newly Installed North Restroom | (empty) | (empty)

## 1270
Building Code | - multiple -
Building Name | Address | On or Off Campus | Ownership | State Supported | Auxiliary | Floor Code | Room Code | % of Space | Department Name | Org Code | Actual Room Use | Use Descrption | Split/Share | DOR | (empty)
Eichelberger Field - Locker Room | 1201 W Florida Ave | On | Owned | No | Yes | 01 | 0101 | 100 | Intercollegiate Athletics | NUNU0336 | 52505 | Athletic_Physical Education Service - Locker Room | No | DEPT
[7 empty] | 0106B | 100 | Intercollegiate Athletics | NUNU0336 | 52505 | Athletic_Physical Education Service - Locker Room | No | DEPT
[7 empty] | 0106C | 100 | Intercollegiate Athletics | NUNU0336 | 52570 | Athletic_Physical Education Service - Restroom | No | DEPT
[7 empty] | 0106E | 100 | Intercollegiate Athletics | NUNU0336 | 52510 | Athletic_Physical Education Service - Shower Room | No | DEPT
Memorial Stadium | 1402 S First St | On | Owned | No | Yes | 01 | 1321 | 100 | NA | NA | XXX04 | Women's Public Restroom | No | DEPT
Chanute Facility #913 | (empty) | (empty) | (empty) | (empty) | (empty) | (empty) | N/A | (empty) | (empty) | (empty) | (empty) | Newly Installed South Restroom | (empty) | (empty)
Chanute Facility #914 | (empty) | (empty) | (empty) | (empty) | (empty) | (empty) | N/A | (empty) | (empty) | (empty) | (empty) | Newly Installed North Restroom | (empty) | (empty)

## 1279
Building Code | - multiple -
Building Name | Address | On or Off Campus | Ownership | State Supported | Auxiliary | Floor Code | Room Code | % of Space | Department Name | Org Code | Actual Room Use | Use Descrption | Split/Share | DOR | (empty)
Forbes Station - INHS | 20003 CR 1770E | Off | Owned | No | No | 01 | 0109 | 100 | NA | NA | XXX04 | Women's Public Restroom | No | DEPT
[7 empty] | 0111 | 100 | NA | NA | XXX03 | Men's Public Restroom | No | DEPT
[7 empty] | 0112A | 100 | IL Natural History Survey | NPNP1375 | 91900 | Toilet or Bath | No | DEPT
[7 empty] | 0112B | 100 | IL Natural History Survey | NPNP1375 | 91900 | Toilet or Bath | No | DEPT
Memorial Stadium | 1402 S First St | On | Owned | No | Yes | 01 | 1321 | 100 | NA | NA | XXX04 | Women's Public Restroom | No | DEPT
Chanute Facility #913 | (empty) | (empty) | (empty) | (empty) | (empty) | (empty) | N/A | (empty) | (empty) | (empty) | (empty) | Newly Installed South Restroom | (empty) | (empty)
Chanute Facility #914 | (empty) | (empty) | (empty) | (empty) | (empty) | (empty) | N/A | (empty) | (empty) | (empty) | (empty) | Newly Installed North Restroom | (empty) | (empty)

## 1282
Building Code | - multiple -
Building Name | Address | On or Off Campus | Ownership | State Supported | Auxiliary | Floor Code | Room Code | % of Space | Department Name | Org Code | Actual Room Use | Use Descrption | Split/Share | DOR | (empty)
IL River Biological Station | 704 N Schrader Ave | Off | Leased | No | No | 01 | 0102A | 100 | IL Natural History Survey | NPNP1375 | 31533 | Office Service - Restroom | No | DEPT
Memorial Stadium | 1402 S First St | On | Owned | No | Yes | 01 | 1321 | 100 | NA | NA | XXX04 | Women's Public Restroom | No | DEPT
Chanute Facility #913 | (empty) | (empty) | (empty) | (empty) | (empty) | (empty) | N/A | (empty) | (empty) | (empty) | (empty) | Newly Installed South Restroom | (empty) | (empty)
Chanute Facility #914 | (empty) | (empty) | (empty) | (empty) | (empty) | (empty) | N/A | (empty) | (empty) | (empty) | (empty) | Newly Installed North Restroom | (empty) | (empty)

## 1283
Building Code | - multiple -
Building Name | Address | On or Off Campus | Ownership | State Supported | Auxiliary | Floor Code | Room Code | % of Space | Department Name | Org Code | Actual Room Use | Use Descrption | Split/Share | DOR | (empty)
Illinois Field - Concessions | 601 E Kirby Ave | On | Owned | No | Yes | 01 | 0103 | 100 | NA | NA | XXX04 | Women's Public Restroom | No | DEPT
[7 empty] | 0104 | 100 | NA | NA | XXX03 | Men's Public Restroom | No | DEPT
Memorial Stadium | 1402 S First St | On | Owned | No | Yes | 01 | 1321 | 100 | NA | NA | XXX04 | Women's Public Restroom | No | DEPT
Chanute Facility #913 | (empty) | (empty) | (empty) | (empty) | (empty) | (empty) | N/A | (empty) | (empty) | (empty) | (empty) | Newly Installed South Restroom | (empty) | (empty)
Chanute Facility #914 | (empty) | (empty) | (empty) | (empty) | (empty) | (empty) | N/A | (empty) | (empty) | (empty) | (empty) | Newly Installed North Restroom | (empty) | (empty)

## 1284
Building Code | - multiple -
Building Name | Address | On or Off Campus | Ownership | State Supported | Auxiliary | Floor Code | Room Code | % of Space | Department Name | Org Code | Actual Room Use | Use Descrption | Split/Share | DOR | (empty)
Illinois Field - Locker Room | 601 E Kirby Ave | On | Owned | No | Yes | 01 | 0103 | 100 | Intercollegiate Athletics | NUNU0336 | 52505 | Athletic_Physical Education Service - Locker Room | No | DEPT
[7 empty] | 0104 | 100 | Intercollegiate Athletics | NUNU0336 | 52510 | Athletic_Physical Education Service - Shower Room | No | DEPT
[7 empty] | 0106 | 100 | Intercollegiate Athletics | NUNU0336 | 52505 | Athletic_Physical Education Service - Locker Room | No | DEPT
[7 empty] | 0107 | 100 | Intercollegiate Athletics | NUNU0336 | 52510 | Athletic_Physical Education Service - Shower Room | No | DEPT
[7 empty] | 0108 | 100 | Intercollegiate Athletics | NUNU0336 | 52510 | Athletic_Physical Education Service - Shower Room | No | DEPT
[7 empty] | 0109 | 100 | Intercollegiate Athletics | NUNU0336 | 52570 | Athletic_Physical Education Service - Restroom | No | DEPT
[7 empty] | 0111 | 100 | Intercollegiate Athletics | NUNU0336 | 31533 | Office Service - Restroom | No | DEPT
Memorial Stadium | 1402 S First St | On | Owned | No | Yes | 01 | 1321 | 100 | NA | NA | XXX04 | Women's Public Restroom | No | DEPT
Chanute Facility #913 | (empty) | (empty) | (empty) | (empty) | (empty) | (empty) | N/A | (empty) | (empty) | (empty) | (empty) | Newly Installed South Restroom | (empty) | (empty)
Chanute Facility #914 | (empty) | (empty) | (empty) | (empty) | (empty) | (empty) | N/A | (empty) | (empty) | (empty) | (empty) | Newly Installed North Restroom | (empty) | (empty)

## 1393
Building Code | - multiple -
Building Name | Address | On or Off Campus | Ownership | State Supported | Auxiliary | Floor Code | Room Code | % of Space | Department Name | Org Code | Actual Room Use | Use Descrption | Split/Share | DOR | (empty)
Dixon Springs - Office, Admin. Building | 354 State Hwy 145 North | Off | Owned | No | No | 00 | 0101A | 100 | Agr, Consumer, & Env Sci Admn | KLKL0483 | 25533 | Research Laboratory Service - Restroom | No | DEPT
[7 empty] | 0103A | 100 | NA | NA | XXX03 | Men's Public Restroom | No | DEPT
[7 empty] | 0103B | 100 | NA | NA | XXX04 | Women's Public Restroom | No | DEPT
[6 empty] | 01 | 1001B | 100 | NA | NA | XXX04 | Women's Public Restroom | No | DEPT
[7 empty] | 1001C | 100 | NA | NA | XXX03 | Men's Public Restroom | No | DEPT
Memorial Stadium | 1402 S First St | On | Owned | No | Yes | 01 | 1321 | 100 | NA | NA | XXX04 | Women's Public Restroom | No | DEPT
Chanute Facility #913 | (empty) | (empty) | (empty) | (empty) | (empty) | (empty) | N/A | (empty) | (empty) | (empty) | (empty) | Newly Installed South Restroom | (empty) | (empty)
Chanute Facility #914 | (empty) | (empty) | (empty) | (empty) | (empty) | (empty) | N/A | (empty) | (empty) | (empty) | (empty) | Newly Installed North Restroom | (empty) | (empty)

## 1463
Building Code | - multiple -
Building Name | Address | On or Off Campus | Ownership | State Supported | Auxiliary | Floor Code | Room Code | % of Space | Department Name | Org Code | Actual Room Use | Use Descrption | Split/Share | DOR | (empty)
Crop Sciences Research and Education Center | 4202 S First St | On | Owned | No | No | 01 | 1011 | 100 | NA | NA | XXX04 | Women's Public Restroom | No | DEPT
[7 empty] | 1013 | 100 | NA | NA | XXX03 | Men's Public Restroom | No | DEPT
Memorial Stadium | 1402 S First St | On | Owned | No | Yes | 01 | 1321 | 100 | NA | NA | XXX04 | Women's Public Restroom | No | DEPT
Chanute Facility #913 | (empty) | (empty) | (empty) | (empty) | (empty) | (empty) | N/A | (empty) | (empty) | (empty) | (empty) | Newly Installed South Restroom | (empty) | (empty)
Chanute Facility #914 | (empty) | (empty) | (empty) | (empty) | (empty) | (empty) | N/A | (empty) | (empty) | (empty) | (empty) | Newly Installed North Restroom | (empty) | (empty)

## 1494
Building Code | - multiple -
Building Name | Address | On or Off Campus | Ownership | State Supported | Auxiliary | Floor Code | Room Code | % of Space | Department Name | Org Code | Actual Room Use | Use Descrption | Split/Share | DOR | (empty)
Center for Wounded Veterans in Higher Education | 908 W Nevada St | On | Owned | Split | No | 01 | 1012 | 100 | NA | NA | XXX04 | Women's Public Restroom | No | DEPT
[7 empty] | 1014 | 100 | NA | NA | XXX03 | Men's Public Restroom | No | DEPT
[6 empty] | 02 | 2017 | 100 | NA | NA | XXX05 | All-Gender Public Restroom | No | DEPT
Memorial Stadium | 1402 S First St | On | Owned | No | Yes | 01 | 1321 | 100 | NA | NA | XXX04 | Women's Public Restroom | No | DEPT
Chanute Facility #913 | (empty) | (empty) | (empty) | (empty) | (empty) | (empty) | N/A | (empty) | (empty) | (empty) | (empty) | Newly Installed South Restroom | (empty) | (empty)
Chanute Facility #914 | (empty) | (empty) | (empty) | (empty) | (empty) | (empty) | N/A | (empty) | (empty) | (empty) | (empty) | Newly Installed North Restroom | (empty) | (empty)

## 1510
Building Code | - multiple -
Building Name | Address | On or Off Campus | Ownership | State Supported | Auxiliary | Floor Code | Room Code | % of Space | Department Name | Org Code | Actual Room Use | Use Descrption | Split/Share | DOR | (empty)
CERL - Main Building 4, Shaffer | 2902 Newmark Dr | Off | Owned | No | No | 01 | 0004 | 100 | NA | NA | XXX03 | Men's Public Restroom | No | DEPT
[7 empty] | 0005 | 100 | NA | NA | XXX04 | Women's Public Restroom | No | DEPT
[7 empty] | 0027 | 100 | NA | NA | XXX05 | All-Gender Public Restroom | No | DEPT
[7 empty] | 0028 | 100 | NA | NA | XXX05 | All-Gender Public Restroom | No | DEPT
[6 empty] | 02 | 0204 | 100 | NA | NA | XXX03 | Men's Public Restroom | No | DEPT
[7 empty] | 0205 | 100 | NA | NA | XXX04 | Women's Public Restroom | No | DEPT
Memorial Stadium | 1402 S First St | On | Owned | No | Yes | 01 | 1321 | 100 | NA | NA | XXX04 | Women's Public Restroom | No | DEPT
Chanute Facility #913 | (empty) | (empty) | (empty) | (empty) | (empty) | (empty) | N/A | (empty) | (empty) | (empty) | (empty) | Newly Installed South Restroom | (empty) | (empty)
Chanute Facility #914 | (empty) | (empty) | (empty) | (empty) | (empty) | (empty) | N/A | (empty) | (empty) | (empty) | (empty) | Newly Installed North Restroom | (empty) | (empty)

## 1512
Building Code | - multiple -
Building Name | Address | On or Off Campus | Ownership | State Supported | Auxiliary | Floor Code | Room Code | % of Space | Department Name | Org Code | Actual Room Use | Use Descrption | Split/Share | DOR | (empty)
CERL - Plant/Soil Response Facility | 2902 Newmark Dr | Off | Owned | No | No | 01 | 0102 | 100 | Civil & Environmental Eng | KPKP0251 | 25533 | Research Laboratory Service - Restroom | No | DEPT
Memorial Stadium | 1402 S First St | On | Owned | No | Yes | 01 | 1321 | 100 | NA | NA | XXX04 | Women's Public Restroom | No | DEPT
Chanute Facility #913 | (empty) | (empty) | (empty) | (empty) | (empty) | (empty) | N/A | (empty) | (empty) | (empty) | (empty) | Newly Installed South Restroom | (empty) | (empty)
Chanute Facility #914 | (empty) | (empty) | (empty) | (empty) | (empty) | (empty) | N/A | (empty) | (empty) | (empty) | (empty) | Newly Installed North Restroom | (empty) | (empty)

## 1515
Building Code | - multiple -
Building Name | Address | On or Off Campus | Ownership | State Supported | Auxiliary | Floor Code | Room Code | % of Space | Department Name | Org Code | Actual Room Use | Use Descrption | Split/Share | DOR | (empty)
Golf Turf Care Center | 2010 S Wright St | On | Owned | No | Yes | 01 | 0103 | 100 | NA | NA | XXX05 | All-Gender Public Restroom | No | DEPT
Memorial Stadium | 1402 S First St | On | Owned | No | Yes | 01 | 1321 | 100 | NA | NA | XXX04 | Women's Public Restroom | No | DEPT
Chanute Facility #913 | (empty) | (empty) | (empty) | (empty) | (empty) | (empty) | N/A | (empty) | (empty) | (empty) | (empty) | Newly Installed South Restroom | (empty) | (empty)
Chanute Facility #914 | (empty) | (empty) | (empty) | (empty) | (empty) | (empty) | N/A | (empty) | (empty) | (empty) | (empty) | Newly Installed North Restroom | (empty) | (empty)

## 1522
Building Code | - multiple -
Building Name | Address | On or Off Campus | Ownership | State Supported | Auxiliary | Floor Code | Room Code | % of Space | Department Name | Org Code | Actual Room Use | Use Descrption | Split/Share | DOR | (empty)
Bondville Road Field Station - Instrument Shelter | 1175 CR 500 E | Off | Owned | No | No | 01 | 1004 | 100 | IL State Water Survey | NPNP1740 | 25533 | Research Laboratory Service - Restroom | No | DEPT
Memorial Stadium | 1402 S First St | On | Owned | No | Yes | 01 | 1321 | 100 | NA | NA | XXX04 | Women's Public Restroom | No | DEPT
Chanute Facility #913 | (empty) | (empty) | (empty) | (empty) | (empty) | (empty) | N/A | (empty) | (empty) | (empty) | (empty) | Newly Installed South Restroom | (empty) | (empty)
Chanute Facility #914 | (empty) | (empty) | (empty) | (empty) | (empty) | (empty) | N/A | (empty) | (empty) | (empty) | (empty) | Newly Installed North Restroom | (empty) | (empty)

## 1526
Building Code | - multiple -
Building Name | Address | On or Off Campus | Ownership | State Supported | Auxiliary | Floor Code | Room Code | % of Space | Department Name | Org Code | Actual Room Use | Use Descrption | Split/Share | DOR | (empty)
CERL - EFOB-L Administration Building | 2902 Newmark Dr | Off | Owned | No | No | 01 | 1000B | 100 | NA | NA | XXX05 | All-Gender Public Restroom | No | DEPT
Memorial Stadium | 1402 S First St | On | Owned | No | Yes | 01 | 1321 | 100 | NA | NA | XXX04 | Women's Public Restroom | No | DEPT
Chanute Facility #913 | (empty) | (empty) | (empty) | (empty) | (empty) | (empty) | N/A | (empty) | (empty) | (empty) | (empty) | Newly Installed South Restroom | (empty) | (empty)
Chanute Facility #914 | (empty) | (empty) | (empty) | (empty) | (empty) | (empty) | N/A | (empty) | (empty) | (empty) | (empty) | Newly Installed North Restroom | (empty) | (empty)

## 1528
Building Code | - multiple -
Building Name | Address | On or Off Campus | Ownership | State Supported | Auxiliary | Floor Code | Room Code | % of Space | Department Name | Org Code | Actual Room Use | Use Descrption | Split/Share | DOR | (empty)
Bruce D. Nesbitt African American Cultural Center | 1212 W Nevada St | On | Owned | Yes | No | 00 | 0020 | 100 | NA | NA | XXX05 | All-Gender Public Restroom | No | DEPT
[6 empty] | 01 | 1024 | 100 | NA | NA | XXX04 | Women's Public Restroom | No | DEPT
[7 empty] | 1026 | 100 | NA | NA | XXX03 | Men's Public Restroom | No | DEPT
[6 empty] | 02 | 2024 | 100 | NA | NA | XXX04 | Women's Public Restroom | No | DEPT
[7 empty] | 2026 | 100 | NA | NA | XXX03 | Men's Public Restroom | No | DEPT
Memorial Stadium | 1402 S First St | On | Owned | No | Yes | 01 | 1321 | 100 | NA | NA | XXX04 | Women's Public Restroom | No | DEPT
Chanute Facility #913 | (empty) | (empty) | (empty) | (empty) | (empty) | (empty) | N/A | (empty) | (empty) | (empty) | (empty) | Newly Installed South Restroom | (empty) | (empty)
Chanute Facility #914 | (empty) | (empty) | (empty) | (empty) | (empty) | (empty) | N/A | (empty) | (empty) | (empty) | (empty) | Newly Installed North Restroom | (empty) | (empty)

## 1531
Building Code | - multiple -
Building Name | Address | On or Off Campus | Ownership | State Supported | Auxiliary | Floor Code | Room Code | % of Space | Department Name | Org Code | Actual Room Use | Use Descrption | Split/Share | DOR | (empty)
Memorial Stadium | 1402 S First St | On | Owned | No | Yes | 01 | 1321 | 100 | NA | NA | XXX04 | Women's Public Restroom | No | DEPT
Technology Development & Fabrication Center IV | 201 Saint Mary's Rd | On | Leased | No | No | 01 | A107 | 100 | Engineering Administration | KPKP0227 | 31533 | Office Service - Restroom | No | DEPT
[7 empty] | A108 | 100 | Engineering Administration | KPKP0227 | 31533 | Office Service - Restroom | No | DEPT
[7 empty] | B107 | 100 | Engineering Administration | KPKP0227 | 31533 | Office Service - Restroom | No | DEPT
[7 empty] | B108 | 100 | Engineering Administration | KPKP0227 | 31533 | Office Service - Restroom | No | DEPT
[7 empty] | C107 | 100 | Engineering Administration | KPKP0227 | 31533 | Office Service - Restroom | No | DEPT
[7 empty] | C108 | 100 | Engineering Administration | KPKP0227 | 31533 | Office Service - Restroom | No | DEPT
Chanute Facility #913 | (empty) | (empty) | (empty) | (empty) | (empty) | (empty) | N/A | (empty) | (empty) | (empty) | (empty) | Newly Installed South Restroom | (empty) | (empty)
Chanute Facility #914 | (empty) | (empty) | (empty) | (empty) | (empty) | (empty) | N/A | (empty) | (empty) | (empty) | (empty) | Newly Installed North Restroom | (empty) | (empty)

## 1555
Building Code | - multiple -
Building Name | Address | On or Off Campus | Ownership | State Supported | Auxiliary | Floor Code | Room Code | % of Space | Department Name | Org Code | Actual Room Use | Use Descrption | Split/Share | DOR | (empty)
Memorial Stadium | 1402 S First St | On | Owned | No | Yes | 01 | 1321 | 100 | NA | NA | XXX04 | Women's Public Restroom | No | DEPT
Soyface Trailer #2 (Temporary) | 1114 CR 1200 E | On | Owned | No | No | 01 | 1001 | 100 | Plant Biology | KVKV2377 | 31533 | Office Service - Restroom | No | DEPT
Chanute Facility #913 | (empty) | (empty) | (empty) | (empty) | (empty) | (empty) | N/A | (empty) | (empty) | (empty) | (empty) | Newly Installed South Restroom | (empty) | (empty)
Chanute Facility #914 | (empty) | (empty) | (empty) | (empty) | (empty) | (empty) | N/A | (empty) | (empty) | (empty) | (empty) | Newly Installed North Restroom | (empty) | (empty)

## 2001
Building Code | - multiple -
Building Name | Address | On or Off Campus | Ownership | State Supported | Auxiliary | Floor Code | Room Code | % of Space | Department Name | Org Code | Actual Room Use | Use Descrption | Split/Share | DOR | (empty)
Allerton Main House - RAPCC | 515 Old Timber Rd | Off | Owned | No | No | 00 | 0012 | 100 | Allerton Park & Retreat Center | NBNB0550 | 63533 | Food Facility Service - Restroom | No | DEPT
[6 empty] | 01 | 0107 | 100 | Allerton Park & Retreat Center | NBNB0550 | 91900 | Toilet or Bath | No | DEPT
[7 empty] | 0109 | 100 | NA | NA | XXX03 | Men's Public Restroom | No | DEPT
[7 empty] | 0111 | 100 | NA | NA | XXX04 | Women's Public Restroom | No | DEPT
[7 empty] | 0124 | 100 | NA | NA | XXX04 | Women's Public Restroom | No | DEPT
[7 empty] | 0126 | 100 | NA | NA | XXX03 | Men's Public Restroom | No | DEPT
[6 empty] | 03 | 0301 | 100 | Allerton Park & Retreat Center | NBNB0550 | 91900 | Toilet or Bath | No | DEPT
[7 empty] | 0302 | 100 | Allerton Park & Retreat Center | NBNB0550 | 91900 | Toilet or Bath | No | DEPT
Memorial Stadium | 1402 S First St | On | Owned | No | Yes | 01 | 1321 | 100 | NA | NA | XXX04 | Women's Public Restroom | No | DEPT
Chanute Facility #913 | (empty) | (empty) | (empty) | (empty) | (empty) | (empty) | N/A | (empty) | (empty) | (empty) | (empty) | Newly Installed South Restroom | (empty) | (empty)
Chanute Facility #914 | (empty) | (empty) | (empty) | (empty) | (empty) | (empty) | N/A | (empty) | (empty) | (empty) | (empty) | Newly Installed North Restroom | (empty) | (empty)

## 2002
Building Code | - multiple -
Building Name | Address | On or Off Campus | Ownership | State Supported | Auxiliary | Floor Code | Room Code | % of Space | Department Name | Org Code | Actual Room Use | Use Descrption | Split/Share | DOR | (empty)
Allerton Gatehouse - RAPCC | 510 Old Timber Rd | Off | Owned | No | No | 01 | 0001A | 100 | Allerton Park & Retreat Center | NBNB0550 | 91900 | Toilet or Bath | No | DEPT
[7 empty] | 0002A | 100 | Allerton Park & Retreat Center | NBNB0550 | 91900 | Toilet or Bath | No | DEPT
[7 empty] | 0003A1 | 100 | Allerton Park & Retreat Center | NBNB0550 | 91900 | Toilet or Bath | No | DEPT
[6 empty] | 02 | 0004A | 100 | Allerton Park & Retreat Center | NBNB0550 | 91900 | Toilet or Bath | No | DEPT
[7 empty] | 0005A | 100 | Allerton Park & Retreat Center | NBNB0550 | 91900 | Toilet or Bath | No | DEPT
[7 empty] | 0006A | 100 | Allerton Park & Retreat Center | NBNB0550 | 91900 | Toilet or Bath | No | DEPT
Memorial Stadium | 1402 S First St | On | Owned | No | Yes | 01 | 1321 | 100 | NA | NA | XXX04 | Women's Public Restroom | No | DEPT
Chanute Facility #913 | (empty) | (empty) | (empty) | (empty) | (empty) | (empty) | N/A | (empty) | (empty) | (empty) | (empty) | Newly Installed South Restroom | (empty) | (empty)
Chanute Facility #914 | (empty) | (empty) | (empty) | (empty) | (empty) | (empty) | N/A | (empty) | (empty) | (empty) | (empty) | Newly Installed North Restroom | (empty) | (empty)

## 2003
Building Code | - multiple -
Building Name | Address | On or Off Campus | Ownership | State Supported | Auxiliary | Floor Code | Room Code | % of Space | Department Name | Org Code | Actual Room Use | Use Descrption | Split/Share | DOR | (empty)
Allerton House in the Woods - RAPCC | 473 Old Timber Rd | Off | Owned | No | No | 01 | 1001A | 100 | Allerton Park & Retreat Center | NBNB0550 | 91900 | Toilet or Bath | No | DEPT
[7 empty] | 1002A | 100 | Allerton Park & Retreat Center | NBNB0550 | 91900 | Toilet or Bath | No | DEPT
[7 empty] | 1003A | 100 | Allerton Park & Retreat Center | NBNB0550 | 91900 | Toilet or Bath | No | DEPT
[7 empty] | 1004A | 100 | Allerton Park & Retreat Center | NBNB0550 | 91900 | Toilet or Bath | No | DEPT
[6 empty] | 02 | 2005A | 100 | Allerton Park & Retreat Center | NBNB0550 | 91900 | Toilet or Bath | No | DEPT
[7 empty] | 2006A | 100 | Allerton Park & Retreat Center | NBNB0550 | 91900 | Toilet or Bath | No | DEPT
[7 empty] | 2007A | 100 | Allerton Park & Retreat Center | NBNB0550 | 91900 | Toilet or Bath | No | DEPT
[7 empty] | 2008A | 100 | Allerton Park & Retreat Center | NBNB0550 | 91900 | Toilet or Bath | No | DEPT
Memorial Stadium | 1402 S First St | On | Owned | No | Yes | 01 | 1321 | 100 | NA | NA | XXX04 | Women's Public Restroom | No | DEPT
Chanute Facility #913 | (empty) | (empty) | (empty) | (empty) | (empty) | (empty) | N/A | (empty) | (empty) | (empty) | (empty) | Newly Installed South Restroom | (empty) | (empty)
Chanute Facility #914 | (empty) | (empty) | (empty) | (empty) | (empty) | (empty) | N/A | (empty) | (empty) | (empty) | (empty) | Newly Installed North Restroom | (empty) | (empty)

## 2008
Building Code | - multiple -
Building Name | Address | On or Off Campus | Ownership | State Supported | Auxiliary | Floor Code | Room Code | % of Space | Department Name | Org Code | Actual Room Use | Use Descrption | Split/Share | DOR | (empty)
Allerton Regency Office - RAPCC | 515 Old Timber Rd | Off | Owned | No | No | 01 | 1002A | 100 | Allerton Park & Retreat Center | NBNB0550 | 91900 | Toilet or Bath | No | DEPT
[7 empty] | 1002B | 100 | Allerton Park & Retreat Center | NBNB0550 | 91900 | Toilet or Bath | No | DEPT
Memorial Stadium | 1402 S First St | On | Owned | No | Yes | 01 | 1321 | 100 | NA | NA | XXX04 | Women's Public Restroom | No | DEPT
Chanute Facility #913 | (empty) | (empty) | (empty) | (empty) | (empty) | (empty) | N/A | (empty) | (empty) | (empty) | (empty) | Newly Installed South Restroom | (empty) | (empty)
Chanute Facility #914 | (empty) | (empty) | (empty) | (empty) | (empty) | (empty) | N/A | (empty) | (empty) | (empty) | (empty) | Newly Installed North Restroom | (empty) | (empty)

## 2010
Building Code | - multiple -
Building Name | Address | On or Off Campus | Ownership | State Supported | Auxiliary | Floor Code | Room Code | % of Space | Department Name | Org Code | Actual Room Use | Use Descrption | Split/Share | DOR | (empty)
Allerton Visitor's Center - RAPCC | 515 Old Timber Rd | Off | Owned | No | No | 01 | 1004 | 100 | Allerton Park & Retreat Center | NBNB0550 | 91900 | Toilet or Bath | No | DEPT
[7 empty] | 1006 | 100 | Allerton Park & Retreat Center | NBNB0550 | 91900 | Toilet or Bath | No | DEPT
Memorial Stadium | 1402 S First St | On | Owned | No | Yes | 01 | 1321 | 100 | NA | NA | XXX04 | Women's Public Restroom | No | DEPT
Chanute Facility #913 | (empty) | (empty) | (empty) | (empty) | (empty) | (empty) | N/A | (empty) | (empty) | (empty) | (empty) | Newly Installed South Restroom | (empty) | (empty)
Chanute Facility #914 | (empty) | (empty) | (empty) | (empty) | (empty) | (empty) | N/A | (empty) | (empty) | (empty) | (empty) | Newly Installed North Restroom | (empty) | (empty)

## 2011
Building Code | - multiple -
Building Name | Address | On or Off Campus | Ownership | State Supported | Auxiliary | Floor Code | Room Code | % of Space | Department Name | Org Code | Actual Room Use | Use Descrption | Split/Share | DOR | (empty)
Allerton Main Toilet - RAPCC | 515 Old Timber Rd | Off | Owned | No | No | 01 | 1000 | 100 | NA | NA | XXX03 | Men's Public Restroom | No | DEPT
[7 empty] | 1001 | 100 | NA | NA | XXX04 | Women's Public Restroom | No | DEPT
Memorial Stadium | 1402 S First St | On | Owned | No | Yes | 01 | 1321 | 100 | NA | NA | XXX04 | Women's Public Restroom | No | DEPT
Chanute Facility #913 | (empty) | (empty) | (empty) | (empty) | (empty) | (empty) | N/A | (empty) | (empty) | (empty) | (empty) | Newly Installed South Restroom | (empty) | (empty)
Chanute Facility #914 | (empty) | (empty) | (empty) | (empty) | (empty) | (empty) | N/A | (empty) | (empty) | (empty) | (empty) | Newly Installed North Restroom | (empty) | (empty)

## 2015
Building Code | - multiple -
Building Name | Address | On or Off Campus | Ownership | State Supported | Auxiliary | Floor Code | Room Code | % of Space | Department Name | Org Code | Actual Room Use | Use Descrption | Split/Share | DOR | (empty)
Allerton Park Operations - Employee Lounge - RAPCC | 515 Old Timber Rd | Off | Owned | No | No | 00 | 0101 | 100 | Allerton Park & Retreat Center | NBNB0550 | 91900 | Toilet or Bath | No | DEPT
Memorial Stadium | 1402 S First St | On | Owned | No | Yes | 01 | 1321 | 100 | NA | NA | XXX04 | Women's Public Restroom | No | DEPT
Chanute Facility #913 | (empty) | (empty) | (empty) | (empty) | (empty) | (empty) | N/A | (empty) | (empty) | (empty) | (empty) | Newly Installed South Restroom | (empty) | (empty)
Chanute Facility #914 | (empty) | (empty) | (empty) | (empty) | (empty) | (empty) | N/A | (empty) | (empty) | (empty) | (empty) | Newly Installed North Restroom | (empty) | (empty)

## 2032
Building Code | - multiple -
Building Name | Address | On or Off Campus | Ownership | State Supported | Auxiliary | Floor Code | Room Code | % of Space | Department Name | Org Code | Actual Room Use | Use Descrption | Split/Share | DOR | (empty)
Allerton Service Building - 4H | 499 Old Timber Rd | Off | Owned | No | No | 01 | 1001 | 100 | NA | NA | XXX05 | All-Gender Public Restroom | No | DEPT
Memorial Stadium | 1402 S First St | On | Owned | No | Yes | 01 | 1321 | 100 | NA | NA | XXX04 | Women's Public Restroom | No | DEPT
Chanute Facility #913 | (empty) | (empty) | (empty) | (empty) | (empty) | (empty) | N/A | (empty) | (empty) | (empty) | (empty) | Newly Installed South Restroom | (empty) | (empty)
Chanute Facility #914 | (empty) | (empty) | (empty) | (empty) | (empty) | (empty) | N/A | (empty) | (empty) | (empty) | (empty) | Newly Installed North Restroom | (empty) | (empty)

## 2046
Building Code | - multiple -
Building Name | Address | On or Off Campus | Ownership | State Supported | Auxiliary | Floor Code | Room Code | % of Space | Department Name | Org Code | Actual Room Use | Use Descrption | Split/Share | DOR | (empty)
Allerton Staff Cabin - 4H | 499 Old Timber Rd | Off | Owned | No | No | 01 | 1000 | 100 | NA | NA | XXX03 | Men's Public Restroom | No | DEPT
[7 empty] | 1007 | 100 | NA | NA | XXX04 | Women's Public Restroom | No | DEPT
Memorial Stadium | 1402 S First St | On | Owned | No | Yes | 01 | 1321 | 100 | NA | NA | XXX04 | Women's Public Restroom | No | DEPT
Chanute Facility #913 | (empty) | (empty) | (empty) | (empty) | (empty) | (empty) | N/A | (empty) | (empty) | (empty) | (empty) | Newly Installed South Restroom | (empty) | (empty)
Chanute Facility #914 | (empty) | (empty) | (empty) | (empty) | (empty) | (empty) | N/A | (empty) | (empty) | (empty) | (empty) | Newly Installed North Restroom | (empty) | (empty)

## 2097
Building Code | - multiple -
Building Name | Address | On or Off Campus | Ownership | State Supported | Auxiliary | Floor Code | Room Code | % of Space | Department Name | Org Code | Actual Room Use | Use Descrption | Split/Share | DOR | (empty)
Allerton Music Barn | 515 Old Timber Rd | Off | Owned | No | No | 00 | MEN | 100 | NA | NA | XXX03 | Men's Public Restroom | No | DEPT
[7 empty] | WOMEN | 100 | NA | NA | XXX04 | Women's Public Restroom | No | DEPT
Memorial Stadium | 1402 S First St | On | Owned | No | Yes | 01 | 1321 | 100 | NA | NA | XXX04 | Women's Public Restroom | No | DEPT
Chanute Facility #913 | (empty) | (empty) | (empty) | (empty) | (empty) | (empty) | N/A | (empty) | (empty) | (empty) | (empty) | Newly Installed South Restroom | (empty) | (empty)
Chanute Facility #914 | (empty) | (empty) | (empty) | (empty) | (empty) | (empty) | N/A | (empty) | (empty) | (empty) | (empty) | Newly Installed North Restroom | (empty) | (empty)

## 2102
Building Code | - multiple -
Building Name | Address | On or Off Campus | Ownership | State Supported | Auxiliary | Floor Code | Room Code | % of Space | Department Name | Org Code | Actual Room Use | Use Descrption | Split/Share | DOR | (empty)
Allerton Maintenance Shed | 515 Old Timber Rd | Off | Owned | No | No | 01 | 1008 | 100 | Allerton Park & Retreat Center | NBNB0550 | 91900 | Toilet or Bath | No | DEPT
Memorial Stadium | 1402 S First St | On | Owned | No | Yes | 01 | 1321 | 100 | NA | NA | XXX04 | Women's Public Restroom | No | DEPT
Chanute Facility #913 | (empty) | (empty) | (empty) | (empty) | (empty) | (empty) | N/A | (empty) | (empty) | (empty) | (empty) | Newly Installed South Restroom | (empty) | (empty)
Chanute Facility #914 | (empty) | (empty) | (empty) | (empty) | (empty) | (empty) | N/A | (empty) | (empty) | (empty) | (empty) | Newly Installed North Restroom | (empty) | (empty)

## 2123
Building Code | - multiple -
Building Name | Address | On or Off Campus | Ownership | State Supported | Auxiliary | Floor Code | Room Code | % of Space | Department Name | Org Code | Actual Room Use | Use Descrption | Split/Share | DOR | (empty)
1206 W Jackson St | 1206 W Jackson St | Off | Leased | No | No | 01 | 1005 | 100 | IL State Archaeological Survey | NPNP1502 | 31533 | Office Service - Restroom | No | DEPT
Memorial Stadium | 1402 S First St | On | Owned | No | Yes | 01 | 1321 | 100 | NA | NA | XXX04 | Women's Public Restroom | No | DEPT
Chanute Facility #913 | (empty) | (empty) | (empty) | (empty) | (empty) | (empty) | N/A | (empty) | (empty) | (empty) | (empty) | Newly Installed South Restroom | (empty) | (empty)
Chanute Facility #914 | (empty) | (empty) | (empty) | (empty) | (empty) | (empty) | N/A | (empty) | (empty) | (empty) | (empty) | Newly Installed North Restroom | (empty) | (empty)

## 2515
Building Code | - multiple -
Building Name | Address | On or Off Campus | Ownership | State Supported | Auxiliary | Floor Code | Room Code | % of Space | Department Name | Org Code | Actual Room Use | Use Descrption | Split/Share | DOR | (empty)
21 N Union St | 21 N Union St | Off | Leased | No | No | 01 | 1004 | 100 | IL State Archaeological Survey | NPNP1502 | 31533 | Office Service - Restroom | No | DEPT
[7 empty] | 1006 | 100 | IL State Archaeological Survey | NPNP1502 | 31533 | Office Service - Restroom | No | DEPT
Memorial Stadium | 1402 S First St | On | Owned | No | Yes | 01 | 1321 | 100 | NA | NA | XXX04 | Women's Public Restroom | No | DEPT
Chanute Facility #913 | (empty) | (empty) | (empty) | (empty) | (empty) | (empty) | N/A | (empty) | (empty) | (empty) | (empty) | Newly Installed South Restroom | (empty) | (empty)
Chanute Facility #914 | (empty) | (empty) | (empty) | (empty) | (empty) | (empty) | N/A | (empty) | (empty) | (empty) | (empty) | Newly Installed North Restroom | (empty) | (empty)

## 2528
Building Code | - multiple -
Building Name | Address | On or Off Campus | Ownership | State Supported | Auxiliary | Floor Code | Room Code | % of Space | Department Name | Org Code | Actual Room Use | Use Descrption | Split/Share | DOR | (empty)
101 W Windsor Rd #3302 | 101 W Windsor Rd | Off | Leased | N/A | No | 03 | 3302D2 | 100 | Ctr Health, Aging, Disability | KYKY0918 | 25533 | Research Laboratory Service - Restroom | No | DEPT
Memorial Stadium | 1402 S First St | On | Owned | No | Yes | 01 | 1321 | 100 | NA | NA | XXX04 | Women's Public Restroom | No | DEPT
Chanute Facility #913 | (empty) | (empty) | (empty) | (empty) | (empty) | (empty) | N/A | (empty) | (empty) | (empty) | (empty) | Newly Installed South Restroom | (empty) | (empty)
Chanute Facility #914 | (empty) | (empty) | (empty) | (empty) | (empty) | (empty) | N/A | (empty) | (empty) | (empty) | (empty) | Newly Installed North Restroom | (empty) | (empty)

## 8283
Building Code | - multiple -
Building Name | Address | On or Off Campus | Ownership | State Supported | Auxiliary | Floor Code | Room Code | % of Space | Department Name | Org Code | Actual Room Use | Use Descrption | Split/Share | DOR | (empty)
Memorial Stadium | 1402 S First St | On | Owned | No | Yes | 01 | 1321 | 100 | NA | NA | XXX04 | Women's Public Restroom | No | DEPT
Oak Street Chiller Plant | 1305 S Oak St | On | Owned | No | No | 01 | 1008 | 100 | Utilities - UIUC | MYMY0876 | 72533 | Shop Service - Restroom | No | DEPT
Chanute Facility #913 | (empty) | (empty) | (empty) | (empty) | (empty) | (empty) | N/A | (empty) | (empty) | (empty) | (empty) | Newly Installed South Restroom | (empty) | (empty)
Chanute Facility #914 | (empty) | (empty) | (empty) | (empty) | (empty) | (empty) | N/A | (empty) | (empty) | (empty) | (empty) | Newly Installed North Restroom | (empty) | (empty)

## 8315
Building Code | - multiple -
Building Name | Address | On or Off Campus | Ownership | State Supported | Auxiliary | Floor Code | Room Code | % of Space | Department Name | Org Code | Actual Room Use | Use Descrption | Split/Share | DOR | (empty)
Abbott MOAB Trailer - East | 26 E Armory Ave | On | Owned | No | No | 01 | 0103 | 100 | Utilities - UIUC | MYMY0876 | 31533 | Office Service - Restroom | No | DEPT
[7 empty] | 0104 | 100 | Utilities - UIUC | MYMY0876 | 31533 | Office Service - Restroom | No | DEPT
Memorial Stadium | 1402 S First St | On | Owned | No | Yes | 01 | 1321 | 100 | NA | NA | XXX04 | Women's Public Restroom | No | DEPT
Chanute Facility #913 | (empty) | (empty) | (empty) | (empty) | (empty) | (empty) | N/A | (empty) | (empty) | (empty) | (empty) | Newly Installed South Restroom | (empty) | (empty)
Chanute Facility #914 | (empty) | (empty) | (empty) | (empty) | (empty) | (empty) | N/A | (empty) | (empty) | (empty) | (empty) | Newly Installed North Restroom | (empty) | (empty)

## 8327
Building Code | - multiple -
Building Name | Address | On or Off Campus | Ownership | State Supported | Auxiliary | Floor Code | Room Code | % of Space | Department Name | Org Code | Actual Room Use | Use Descrption | Split/Share | DOR | (empty)
Abbott MOAB Trailer - West | 26 E Armory Ave | On | Owned | No | No | 01 | 0113 | 100 | Utilities - UIUC | MYMY0876 | 31533 | Office Service - Restroom | No | DEPT
Memorial Stadium | 1402 S First St | On | Owned | No | Yes | 01 | 1321 | 100 | NA | NA | XXX04 | Women's Public Restroom | No | DEPT
Chanute Facility #913 | (empty) | (empty) | (empty) | (empty) | (empty) | (empty) | N/A | (empty) | (empty) | (empty) | (empty) | Newly Installed South Restroom | (empty) | (empty)
Chanute Facility #914 | (empty) | (empty) | (empty) | (empty) | (empty) | (empty) | N/A | (empty) | (empty) | (empty) | (empty) | Newly Installed North Restroom | (empty) | (empty)